## Herat FHHs BOQ
د افغانستان د همکارئ او پرمختیا مؤسسه موسسه همکاری و انکشاف برای افغانستان
BoQ of Herat Province HFs Renovations
Province :Herat هرات
No | Province | District Name | HFs Name | HFs Code | Kind of HFs | Total Cost (AFN) | Remarks
1 | HERAT | Adraskan | Adraskan |  | CHC | 0
2 | HERAT | Adraskan | Dahkhar |  | SHC | 0
3 | HERAT | Adraskan | Shirzad |  | BHC | 0
4 | HERAT | Adraskan | Takhab olya |  | SHC | 0
5 | HERAT | Adraskan | Tazarbid |  | SHC | 0
6 | HERAT | Adraskan | Misgaran |  | SHC | 0
7 | HERAT | Adraskan | Shirbakhsh |  | SHC | 0
8 | HERAT | Adraskan | Mir abadi |  | SHC | 0
9 | HERAT | Chesht-e-Sharif | Chest e sharif |  | CHC | 0
10 | HERAT | Chesht-e-Sharif | Dara takht |  | BHC | 0
11 | HERAT | Chesht-e-Sharif | Esfarz |  | BHC | 0
12 | HERAT | Enjeel | Enjeel |  | CHC | 0
13 | HERAT | Enjeel | Pol Monardar |  | BHC | 0
14 | HERAT | Enjeel | Hawz karbas |  | BHC | 0
15 | HERAT | Enjeel | Manarha |  | CHC | 0
16 | HERAT | Enjeel | Zaman Abad |  | SHC | 0
17 | HERAT | Enjeel | Naw Abad |  | CHC | 0
18 | HERAT | Enjeel | Ba Ba Barq |  | CHC | 0
19 | HERAT | Enjeel | Kaahdstan |  | CHC | 0
20 | HERAT | Enjeel | Qalai Khwaja |  | BHC | 0
21 | HERAT | Enjeel | Emam Shash Noor |  | CHC | 0
22 | HERAT | Enjeel | Gazargah |  | CHC | 0
23 | HERAT | Enjeel | Rawashan |  | CHC | 0
24 | HERAT | Enjeel | Nuqra |  | SHC | 0
25 | HERAT | Enjeel | Jabraeel |  | CHC | 0
26 | HERAT | Enjeel | Khashrood |  | SHC | 0
27 | HERAT | Enjeel | Baghdasht |  | SHC | 0
28 | HERAT | Enjeel | Maslakh |  | CHC | 0
29 | HERAT | Farsi | Farsi |  | CHC | 0
30 | HERAT | Farsi | Sartik |  | SHC | 0
31 | HERAT | Farsi | Disk |  | SHC | 0
32 | HERAT | Farsi | Chaprood |  | SHC | 0
33 | HERAT | Farsi | Arkh |  | SHC | 0
34 | HERAT | Farsi | Pai Hesar |  | SHC | 0
35 | HERAT | Ghuryan | Ghuryan |  | DH | 0
36 | HERAT | Ghuryan | Barnabad |  | BHC | 0
37 | HERAT | Ghuryan | Gawdar |  | SHC | 0
38 | HERAT | Ghuryan | Haftchah |  | BHC | 0
39 | HERAT | Ghuryan | Sabol |  | BHC | 0
40 | HERAT | Ghuryan | Charig |  | BHC | 0
41 | HERAT | Gozara | Khamziyarat |  | SHC | 0
42 | HERAT | Gozra | Gozara DH |  | DH | 0
43 | HERAT | Gozra | Malan |  | BHC | 0
44 | HERAT | Gozra | Poshtko |  | BHC | 0
45 | HERAT | Gozra | sayawashan |  | BHC | 0
46 | HERAT | Gozra | Nishin |  | SHC | 0
47 | HERAT | Gozra | Kort |  | SHC | 0
48 | HERAT | Gozra | Nayestan |  | SHC | 0
49 | HERAT | Gozra | Chah Bolbol |  | SHC | 0
50 | HERAT | Gozra | Dahnaw |  | BHC | 0
51 | HERAT | Gozra | Goshmir |  | BHC | 0
52 | HERAT | Gulran | Gulran |  | DH | 0
53 | HERAT | Gulran | Lahrab |  | BHC | 0
54 | HERAT | Gulran | Khugyani |  | BHC | 0
55 | HERAT | Gulran | Karizelyas |  | BHC | 0
56 | HERAT | Gulran | Sangkotal |  | SHC | 0
57 | HERAT | Gulran | Totichi |  | BHC | 0
58 | HERAT | Adraskan | Ali abad |  | SHC | 0
59 | HERAT | Karukh | Karukh |  | CHC | 0
60 | HERAT | Karukh | Janda khan |  | BHC | 0
61 | HERAT | Karukh | Naistan |  | BHC | 0
62 | HERAT | Kohsan | Kohsan |  | CHC | 0
63 | HERAT | Kohsan | Islamqala |  | CHC | 0
64 | HERAT | Kohsan | Banayad |  | BHC | 0
65 | HERAT | Kohsan | Ahmadabad |  | SHC | 0
66 | HERAT | Kushk Kohna | Koklam |  | CHC | 0
67 | HERAT | Kushk Kohna | Patakzar |  | SHC | 0
68 | HERAT | Kushk Kohna | Alaqadari |  | SHC | 0
69 | HERAT | Kushk Kohna | Khwaja Qalandar |  | SHC | 0
70 | HERAT | Kushk Kohna | Gala chaghar |  | SHC | 0
71 | HERAT | Kushk Kohna | Sarcha |  | SHC | 0
72 | HERAT | Kushk Kohna | Kariz e zaman |  | SHC | 0
73 | HERAT | Kushk Robat Sangi | Robt Sangi |  | CHC | 0
74 | HERAT | Kushk Robat Sangi | Alaf |  | SHC | 0
75 | HERAT | Kushk Robat Sangi | Yakadrakht |  | BHC | 0
76 | HERAT | Kushk Robat Sangi | Ajrema |  | SHC | 0
77 | HERAT | Kushk Robat Sangi | Jafarbig |  | BHC | 0
78 | HERAT | Kushk Robat Sangi | Torghundi |  | CHC+ | 0
79 | HERAT | Oba | Obi |  | CHC+ | 0
80 | HERAT | Oba | Tagabyari |  | SHC | 0
81 | HERAT | Oba | Jainiwa |  | SHC | 0
82 | HERAT | Oba | Haftgala |  | SHC | 0
83 | HERAT | Oba | Serwan |  | BHC | 0
84 | HERAT | Pashton Zarghon | Pashton Zarghon |  | CHC+ | 0
85 | HERAT | Pashton Zarghon | Dasht e naizan |  | BHC | 0
86 | HERAT | Pashton Zarghon | Mar Abad |  | BHC | 0
87 | HERAT | Pashton Zarghon | Taqcha |  | SHC | 0
88 | HERAT | Pashton Zarghon | Abgarmi |  | SHC | 0
89 | HERAT | Pashton Zarghon | Haroon |  | SHC | 0
90 | HERAT | Pashton Zarghon | Tonyan |  | BHC | 0
91 | HERAT | Pshton Zargoun | Hasan Abad |  | SHC | 0
92 | HERAT | Shandan | Shandan |  | DH | 0
93 | HERAT | Shandan | Zirkoh |  | CHC | 0
94 | HERAT | Shandan | Zawol |  | BHC | 0
95 | HERAT | Shandan | Kalatanazr |  | BHC | 0
96 | HERAT | Shandan | Karizak |  | SHC | 0
97 | HERAT | Shandan | Abkhal |  | BHC | 0
98 | HERAT | Shandan | Qabri mir |  | SHC | 0
99 | HERAT | Shandan | Baghat |  | SHC | 0
100 | HERAT | Shandan | Wakhal |  | SHC | 0
101 | HERAT | Shandan | Khair abad |  | SHC | 0
102 | HERAT | Shandan | Darwaji |  | SHC | 0
103 | HERAT | Shandan | Khamozafar |  | BHC | 0
104 | HERAT | Shandan | Deh alika |  | SHC | 0
105 | HERAT | Shandan | Qalaikah |  | SHC | 0
106 | HERAT | Zandajan | Zandajan |  | CHC | 0
107 | HERAT | Zandajan | Shakiban |  | CHC | 0
108 | HERAT | Zandajan | Akhundzada |  | SHC | 0
109 | HERAT | Zandajan | Kabotar khan |  | SHC | 0
Total | [5 empty] | 0

## Gozara DH
د افغانستان د همکارئ او پرمختیا مؤسسه موسسه همکاری و انکشاف برای افغانستان
Province :Herat |  | BoQ of Herat Province Gozara DH Renovations
District : Gozara
HFs name : Gozara DH
No | Description of Work | Unit | Quantity | Unit Cost (AFN) | Total Cost (AFN) | Remarks
1 | Painting of the interior and exterior of the DH 5 building with all necessary related activities. And boundary walls | LM | 1 |  | 0
2 | backfilling of site backfilling of site (8x25)m | m2 | 200 |  | 0
3 | Ceramic and tiles for toilets providing and fixing first quality ceramic tiles for floor and wall, including surface preparation, 20 mm thick cement-sand mortar (1:4), proper leveling and alignment, joint filling with cement grout, cleaning and curing | m2 | 54 |  | 0
4 | Plain Cement Concrete (PCC) M150 for sidewalks t=10cm (25x2)m and (3x4)with all necessary related activities | m2 | 62 |  | 0
5 | Wash basin | Pc | 1 |  | 0
6 | Hand wash dispenser' | Pc | 38 |  | 0
7 | Repairing of water supply system and installation of wash basin, installation of 38 pc of "hand wash dispenser' include repairing of over all water supply system and replacement of valves, taps, mixer and other accessories if required | LM | 1 |  | 0
8 | Metallic sunshade and handrail for ramp with steel box 2mm, profile 2mm and iron sheet 05 include all necessary related activities. | m2 | 120 |  | 0
9 | Plastic glass for ramp with all necessary related activities. | M | 120 |  | 0
10 | Repairing of 11 doors; door locks, lock cylinders, door handle, door hinge should be replaced if required | PC | 11 |  | 0
Grand Total |  |  |  |  | 0

## Malan BHC
د افغانستان د همکارئ او پرمختیا مؤسسه موسسه همکاری و انکشاف برای افغانستان
Province :Herat |  | BoQ of Herat Province Malan BHC Renovations
District : Gozara
HFs name : Malan BHC
No | Description of Work | Unit | Quantity | Unit Cost (AFN) | Total Cost (AFN) | Remarks
1 | Repairing of over all water supply system and replacement of valves, taps, mixer and other accessories if required | LM | 1 |  | 0
2 | Painting of the interior and exterior of the BHC building,8 room, one Hall including all necessary related activities. | LM | 1 |  | 0
3 | Repairing of PVC doors; door locks, lock cylinders, door handle, door hinge should be replaced if required | PC | 2 |  | 0
Grand Total = |  |  |  |  | 0

## Poshtkoh BHC
د افغانستان د همکارئ او پرمختیا مؤسسه موسسه همکاری و انکشاف برای افغانستان
Province :Herat |  | BoQ of Herat Province Poshtkoh BHC Renovations
District : Gozara
HFs name : Posht-e-koh BHC
No | Description of Work | Unit | Quantity | Unit Cost (AFN) | Total Cost (AFN) | Remarks
1 | Painting of the interior and exterior of the boundary wall, door, guard room with all necessary related activities. | LM | 1 |  | 0
2 | Painting of gate | PC | 1 |  | 0
2 | Plasters repairing | LM | 1 |  | 0
Grand Total = |  |  |  |  | 0

## sayawashan BHC
د افغانستان د همکارئ او پرمختیا مؤسسه موسسه همکاری و انکشاف برای افغانستان
Province :Herat |  | BoQ of Herat Province Sayawashan BHC Renovations
District : Gozara
HFs name: Sayawashan BHC
No | Description of Work | Unit | Quantity | Unit Cost (AFN) | Total Cost (AFN) | Remarks
1 | Exterior painting of 2 buildings (20x16 h 5)m and (4x8 h3.5) with painting of 3 rooms (3x4)m | LM | 1 |  | 0
2 | Painting of Gate | PC | 1 |  | 0
3 | Repairing of plaster and all necessary related activities | LM | 1 |  | 0
4 | Wash sink | PC | 2 |  | 0
5 | repairing of water supply system and installation of 2 wash sink include replacement of valves, taps, mixer and other accessories if required | LM | 1 |  | 0
6 | Repairing of doors; door locks, lock cylinders, door handle, door hinge should be replaced if required | PC | 4 |  | 0
Grand Total = |  |  |  |  | 0

## Nayestan SHC
د افغانستان د همکارئ او پرمختیا مؤسسه موسسه همکاری و انکشاف برای افغانستان
Province :Herat |  | BoQ of Herat Province Nayestan SHC Renovations
District : Gozara
HFs name : Nayestan SHC
No | Description of Work | Unit | Quantity | Unit Cost (AFN) | Total Cost (AFN) | Remarks
1 | Repairing of PVC doors; door locks, lock cylinders, door handle, door hinge should be replaced if required | Pc | 12 |  | 0
2 | Painting of the interior and exterior of the SHC building (14x18)m, with 8 room, one Hall including all necessary related activities. | LM | 1 |  | 0
3 | Replacement of window glass 3m2 | LM | 1 |  | 0
4 | Isogam of toilet roof with all necessary related activities. | M2 | 15 |  | 0
Grand Total = |  |  |  |  | 0

## Kort SHC
د افغانستان د همکارئ او پرمختیا مؤسسه موسسه همکاری و انکشاف برای افغانستان
Province :Herat |  | BoQ of Herat Province Kort SHC Renovations
District : Gozara
HFs name : Kort SHC
No | Description of Work | Unit | Quantity | Unit Cost (AFN) | Total Cost (AFN) | Remarks
1 | Repairing of turn able solar panel frame | Pc | 1 |  | 0
2 | Painting of the SHC building with all activities | LM | 1 |  | 0
3 | Repairing and painting of Gate | Pc | 1 |  | 0
4 | Repairing and Installation of 2 doors 40x40cm for incinerator | LM | 1 |  | 0
5 | Plain Cement Concrete (PCC) 3x50m with density 10cm M150 for sidewalks, with all necessary related activities | m2 | 150 |  | 0
Grand Total = |  |  |  |  | 0

## Nashin SHC
د افغانستان د همکارئ او پرمختیا مؤسسه موسسه همکاری و انکشاف برای افغانستان
Province :Herat |  | BoQ of Herat Province Nashin SHC Renovations
District : Gozara
HFs name : Nashin SHC
No | Description of Work | Unit | Quantity | Unit Cost (AFN) | Total Cost (AFN) | Remarks
1 | Painting of the exterior of the SHC building 14x18x3m,with one hall and 7 rooms, Guard room and toilets with all necessary related activities. | LM | 1 |  | 0
2 | Repairing of PCC in SHC building with all necessary related activities. | LM | 1 |  | 0
3 | Repairing of Isogam (waterproofing) the roofs of the SHC building including all necessary related activities. | M2 | 15 |  | 0
4 | repairing of over all electricity system, repair o replacement of switches, sockets, lamp holder and other accessories if required | LM | 1 |  | 0
5 | Repairing of Water Supply System with Installation of 2 wash basin and repairing of over all water supply system and replacement of valves, taps, mixer and other accessories if required | LM | 1 |  | 0
6 | installation of 10 door locks, repairing and welding of gate and door cylinder or door lock should be replaced if required | PC | 11 |  | 0
Grand Total = |  |  |  |  | 0

## Chah Bolbol SHC
د افغانستان د همکارئ او پرمختیا مؤسسه موسسه همکاری و انکشاف برای افغانستان
Province :Herat |  | BoQ of Herat Province Chah Bolbol SHC Renovations
District : Gozara
HFs name : Chah Bolbol SHC
No | Description of Work | Unit | Quantity | Unit Cost (AFN) | Total Cost (AFN) | Remarks
1 | Painting of the exterior of the SHC building 14x18,with one hall and 7 rooms, with Toilet and guard room all necessary related activities. | LM | 1 |  | 0
2 | Repairing of door and installation of 4 door locks | PC | 6 |  | 0
3 | Plaster repairing of buildings and surrounding walls | LM | 1 |  | 0
4 | Gypsum clay works of rooms | LM | 1 |  | 0
5 | Battery100 Amp tabular | PC | 1 |  | 0
6 | Inventor 1800 watt with charge controller all necessary related activities | PC | 1 |  | 0
7 | Repairing of over all electricity system, repair or replacement of switches, sockets, lamp holder and other accessories if required | LM | 1 |  | 0
8 | Repairing of over all water supply system and replacement of valves, taps, mixer and other accessories if required | LM | 1 |  | 0
Grand Total = |  |  |  |  | 0

## Dahnaw BHC
د افغانستان د همکارئ او پرمختیا مؤسسه موسسه همکاری و انکشاف برای افغانستان
Province :Herat |  | BoQ of Herat Province Dahnaw BHC Renovations
District : Gozara
HFs name : Dahnaw BHC
No | Description of Work | Unit | Quantity | Unit Cost (AFN) | Total Cost (AFN) | Remarks
1 | Painting of the exterior of the BHC building, with guard room, toilet, with all necessary related activities. | LM | 1 |  | 0
2 | Plain Cement Concrete (PCC) M150 for sidewalks, with all necessary related activities | LM | 1 |  | 0
Grand Total |  |  |  |  | 0

## Gushmir BHC
د افغانستان د همکارئ او پرمختیا مؤسسه موسسه همکاری و انکشاف برای افغانستان
Province :Herat |  | BoQ of Herat Province Gushmir BHC Renovations
District : Gozara
HFs name : Gushmir BHC
No | Description of Work | Unit | Quantity | Unit Cost (AFN) | Total Cost (AFN) | Remarks
1 | Plain Cement Concrete (PCC) M150 for Side walk L= 75 m, B=1.2m, with all necessary related activities | m2 | 90 |  | 0
2 | Painting of the Boundary wall and Main Door of the BHC building (18x12 h 5m), with all necessary related activities 18x12 h 5m | LM | 1 |  | 0
3 | repairing of 4 door locks; door locks, lock cylinders, door handle, door hinge should be replaced if required | PC | 4 |  | 0
4 | Isogam (waterproofing) of the roofs of the toilet, guard room, and CHS room, including all necessary related activities. | M2 | 80 |  | 0
5 | repairing of over all water supply system and replacement of valves, taps, mixer and other accessories if required | LM | 1 |  | 0
Grand Total |  |  |  |  | 0

## Enjeel CHC
د افغانستان د همکارئ او پرمختیا مؤسسه موسسه همکاری و انکشاف برای افغانستان
Province :Herat |  | BoQ of Herat Province Enjeel CHC Renovations
District : Enjeel
HFs name : Enjeel CHC
No | Description of Work | Unit | Quantity | Unit Cost (AFN) | Total Cost (AFN) | Remarks
1 | Painting of the exterior of the CHC building 25x3 ,with one hall and 16 rooms, meeting room 8x4,guard room 3x4 and Boundary wall 121x2.5 m with all necessary related activities. | LM | 1 |  | 0
2 | Painting of gate | Pc | 1 |  | 0
3 | Plain Cement Concrete (PCC) M150 for Side walk L= 44 m, x 2 m, with all necessary related activities | m2 | 88 |  | 0
4 | Installation of Mosaics 30x30 for Side walk L= 44 m with all necessary related activities | LM | 1 |  | 0
5 | Repairing of over all electricity system, repair or replacement of switches, sockets, lamp holder and other accessories if required | LM | 1 |  | 0
6 | Repairing of over all water supply system and replacement of valves, taps, mixer and other accessories if required | LM | 1 |  | 0
Grand Total |  |  |  |  | 0

## Zaman Abad SHC
د افغانستان د همکارئ او پرمختیا مؤسسه موسسه همکاری و انکشاف برای افغانستان
Province :Herat |  | BoQ of Herat Province Zaman Abad SHC Renovations
District : Enjeel
HFs name : Zaman Abad SHC
No | Description of Work | Unit | Quantity | Unit Cost (AFN) | Total Cost (AFN) | Remarks
1 | Painting of the exterior of the SHC building, with 1 rooms, front view of boundary wall 30 m with all necessary related activities. | LM | 1 |  | 0
2 | Repairing of over all electricity system, repair or replacement of switches, sockets, lamp holder and other accessories if required | LM | 1 |  | 0
Grand Total |  |  |  |  | 0

## Nawabad CHC
د افغانستان د همکارئ او پرمختیا مؤسسه موسسه همکاری و انکشاف برای افغانستان
Province :Herat |  | BoQ of Herat Province Nawabad CHC Renovations
District : Enjeel
HFs name : Nawabad CHC
No | Description of Work | Unit | Quantity | Unit Cost (AFN) | Total Cost (AFN) | Remarks
1 | Exterior painting of 3 buildings, with 8 rooms and boundary walls with all necessary related activities. | LM | 1 |  | 0
2 | Repairing of over all water supply system and replacement of valves, taps, mixer and other accessories | LM | 1 |  | 0
3 | Plain Cement Concrete (PCC) M150 for Side walk L= 180 m2 H=5cm, (PCC with t=5cm (8.7x5)m, (6x2.9)m, 5.5x1.7)m, (6x1.2)m, (7x10)m (3.5x14)m ) with all necessary related activities | m2 | 196.45 |  | 0
4 | repairing of doors and installation of 4 door lock 18cm and 2 door locks 12cm and door hinge should be replaced if required | PC | 6 |  | 0
5 | repairing of sewer system include opening clogged sewer/drain pipes, repairing water leakages, excavation as required, laying new pipes with proper bedding and backfilling, including installation of necessary fittings, valves, manholes, and other fittings or accessories | LM | 1 |  | 0
6 | Digging incinerator well | LM | 1 |  | 0
Grand Total |  |  |  |  | 0

## Rawashan CHC
د افغانستان د همکارئ او پرمختیا مؤسسه موسسه همکاری و انکشاف برای افغانستان
Province :Herat |  | BoQ of Herat Province Rawashan CHC Renovations
District : Enjeel
HFs name : Rawashan CHC
No | Description of Work | Unit | Quantity | Unit Cost (AFN) | Total Cost (AFN) | Remarks
1 | Painting of the exterior and interior of the MCH building and delivery room buildding , with 8 rooms one hall, guard room, doors and windows with all necessary related activities. | LM | 1 |  | 0
2 | Plaster repairing; repairing damaged plaster by removing loose and cracked plaster, cleaning and wetting the surface, applying new 15-20 mm thick cement-sand mortar (1:4), in one or two coats as required, finishing smooth and level, including curing for 7 days | LM | 1 |  | 0
3 | Repairing of over all electricity system, repair or replacement of switches, sockets, lamp holder and other accessories if required | LM | 1 |  | 0
4 | Repairing of over all water supply system and replacement of valves, taps, mixer and other accessories if required | LM | 1 |  | 0
5 | Wooden Partition (4.6x3) and wooden door. | LM | 1 |  | 0
6 | Repairing of doors and replacement of 8 lock for door with installation | PC | 10 |  | 0
7 | Digging septic well with 23 pc of rings and cover with all necessary related activities. | PC | 1 |  | 0
8 | Digging incinerators with all necessary related activities. | LM | 1 |  | 0
Grand Total = |  |  |  |  | 0

## Imami Shashnoor CHC
د افغانستان د همکارئ او پرمختیا مؤسسه موسسه همکاری و انکشاف برای افغانستان
Province :Herat |  | BoQ of Herat Province Imami Shashnoor CHC Renovations
District : Enjeel
HFs name : Imami Shashnoor CHC
No | Description of Work | Unit | Quantity | Unit Cost (AFN) | Total Cost (AFN) | Remarks
1 | Painting of the exterior of the 2 CHC building, 2 rooms and boundary with all necessary related activities. | LM | 1 |  | 0
2 | Repairing of doors and replacement of door locks | PC | 6 |  | 0
3 | Incinerator door (50x50)cm,10 m of PCC and fencing around incinerator with all necessary related activities | LM | 1 |  | 0
Grand Total = |  |  |  |  | 0

## Bagh e dasht SHC
د افغانستان د همکارئ او پرمختیا مؤسسه موسسه همکاری و انکشاف برای افغانستان
Province :Herat |  | BoQ of Herat Province Bagh e Dasht SHC Renovations
District : Enjeel
HFs name : Bagh e Dasht SHC
No | Description of Work | Unit | Quantity | Unit Cost (AFN) | Total Cost (AFN) | Remarks
1 | Exterior painting of the SHC building and nutrition building with 5 rooms and kitchen and painting of boundary walls m with all necessary related activities. | LM | 1 |  | 0
2 | Repairing of over all electricity system, repair or replacement of switches, sockets, lamp holder and other accessories if required | LM | 1 |  | 0
3 | Supply Metallic Sink with all necessary related activities | LM | 1 |  | 0
Grand Total = |  |  |  |  | 0

## Gozargah CHC
د افغانستان د همکارئ او پرمختیا مؤسسه موسسه همکاری و انکشاف برای افغانستان
Province :Herat |  | BoQ of Herat Province Gozargah CHC Renovations
District : Enjeel
HFs name : Gozargah CHC
No | Description of Work | Unit | Quantity | Unit Cost (AFN) | Total Cost (AFN) | Remarks
1 | Interior painting 8 room, corridor, guard room and night duly rooms | LM | 1 |  | 0
2 | Repairing of 3 doors and installation of 1 door lock | PC | 3 |  | 0
3 | Repairing of over all water supply system and replacement of valves, taps, mixer and other accessories if required | LM | 1 |  | 0
4 | pump for air cooler in clude wire and switch | PC | 15 |  | 0
5 | Repairing of over all electricity system, repair or replacement of switches, sockets, lamp holder and other accessories if required | LM | 1 |  | 0
6 | Partation 2.2x4m for partition with all necessary related activities | LM | 1 |  | 0
7 | Glass for windows (40x47)cm | Flath | 2 |  | 0
Grand Total |  |  |  |  | 0

## Kahdistan CHC
د افغانستان د همکارئ او پرمختیا مؤسسه موسسه همکاری و انکشاف برای افغانستان
Province :Herat |  | BoQ of Herat Province Kahdistan CHC Renovations
District : Enjeel
HFs name : Kahdistan CHC
No | Description of Work | Unit | Quantity | Unit Cost (AFN) | Total Cost (AFN) | Remarks
1 | Painting of the interior and exterior of the CHC building, with 8 rooms, boundary wall with all necessary related activities. | LM | 1 |  | 0
2 | Plaster work (L=43m and H=3m) of CHC building providing and applying 12-15mm thick cement-sand plaster (1:4 mix) on internal walls, including surface preparation, wetting, scaffolding, finishing smooth with steel trowel, curing for minimum 7 days, complete | m2 | 129 |  | 0
3 | Repairing of doors and door locks, lock cylinders, door handle, door hinge should be replaced if required | Pc | 2 |  | 0
4 | grouting the gaps between the stone and painting (L=43m and H=0.65) Providing and applying pointing to stone masonry joints using cement-sand mortar (1:4), including cleaning of joints, filling with mortar, finishing to required pattern (flush, raised, or recessed), curing for minimum 7 days | LM | 1 |  | 0
5 | Isogam (waterproofing) of the roofs of the vaccine, PSS room with necessary related activities. | M2 | 30 |  | 0
Grand Total |  |  |  |  | 0

## Menara CHC
د افغانستان د همکارئ او پرمختیا مؤسسه موسسه همکاری و انکشاف برای افغانستان
Province :Herat |  | BoQ of Herat Province Menara CHC Renovations
District : Enjeel
HFs name : Menara CHC
No | Description of Work | Unit | Quantity | Unit Cost (AFN) | Total Cost (AFN) | Remarks
1 | Exterior painting of the CHC 2 building (20x11) interior painting of the 23 room (4x8) and Boundary wall 40x40m with all necessary related activities. | LM | 1 |  | 0
2 | Repairing of electrical system with 100m cable, repair or replacement of switches, sockets, lamp holder and other accessories if required | LM | 1 |  | 0
3 | Isogam (waterproofing) of the roofs of the vaccine, PSS room with necessary related activities. | M2 | 100 |  | 0
4 | Repairing of doors, replacement of 13 door lock , Repairing and welding of Main Gate and replacement of door Lock , | LM | 1 |  | 0
5 | metallic windows (95x89)cm and two (170c125)cm and installation with all related activities. | Pc | 3 |  | 0
6 | partition of room (3.5x2.8)m wooden partition plus door | LM | 1 |  | 0
7 | water tank 1000 liter | PC | 1 |  | 0
8 | Repairing of Water Supply System include installation of water tank 1000 liter piping, repairing of over all water supply system and replacement of valves, taps, mixer and other accessories if required | LM | 1 |  | 0
9 | Digging septic well with 6m depth | Pc | 1 |  | 0
10 | Glass for windows with glue | LM | 1 |  | 0
11 | Repairing of plastering and PCC with all necessary activities | LM | 1 |  | 0
Grand Total = |  |  |  |  | 0

## Qali Khwaja BHC
د افغانستان د همکارئ او پرمختیا مؤسسه موسسه همکاری و انکشاف برای افغانستان
Province :Herat |  | BoQ of Herat Province Qali Khwaja BHC Renovations
District : Enjeel
HFs name: Qali Khwaja BHC
No | Description of Work | Unit | Quantity | Unit Cost (AFN) | Total Cost (AFN) | Remarks
1 | Painting of the exterior of the BHC building 20x14m, interior of 4 room boundary wall with all necessary related activities. | LM | 1 |  | 0
2 | Roof iron sheet repairing | M2 | 2 |  | 0
3 | Repairing's of door and windows; installation of 6 door lock and 2 PVC door lock and installation of the10 pairs of windowing/handles | PC | 14 |  | 0
4 | Repairing of wall plaster, with all necessary related activities | LM | 1 |  | 0
5 | Repairing of over all water supply system and replacement of valves, taps, mixer and other accessories if required | LM | 1 |  | 0
6 | Water closet and installation | PC | 1 |  | 0
Grand Total = |  |  |  |  | 0

## Khoshkrood SHC
د افغانستان د همکارئ او پرمختیا مؤسسه موسسه همکاری و انکشاف برای افغانستان
Province :Herat |  | BoQ of Herat Province Khoshkrood SHC Renovations
District : Enjeel
HFs name: Khoshkrood SHC
No | Description of Work | Unit | Quantity | Unit Cost (AFN) | Total Cost (AFN) | Remarks
1 | Painting of the exterior of the SHC building, and of boundary walls and painting of gate with all necessary related activities. | LM | 1 |  | 0
2 | Isogam (waterproofing) of the roofs of SHC building with necessary related activities. | M2 | 20 |  | 0
3 | Exhaust fan | PC | 2 |  | 0
4 | repairing of over all electricity system, repair or replacement of switches, sockets, lamp holder and other accessories if required | LM | 1 |  | 0
5 | Wash Basin | PC | 2 |  | 0
6 | Installation of wash basin, repairing of over all water supply system and replacement of valves, taps, mixer and other accessories if required | LM | 1 |  | 0
7 | Transformer 7kw all necessary related activities. | LM | 1 |  | 0
8 | Repairing of doors; door locks, lock cylinders, door handle, door hinge should be replaced if required | PC | 6 |  | 0
Grand Total = |  |  |  |  | 0

## Jebraeel CHC
د افغانستان د همکارئ او پرمختیا مؤسسه موسسه همکاری و انکشاف برای افغانستان
Province :Herat |  | BoQ of Herat Province Jibraeel CHC Renovations
District : Enjeel
HFs name: Jibraeel CHC
No | Description of Work | Unit | Quantity | Unit Cost (AFN) | Total Cost (AFN) | Remarks
1 | Exterior painting of building 1st floor 14x14, toilets and interior painting toilets & 2 room | LM | 1 |  | 0
2 | Plain Cement Concrete (PCC) M150 with t=10cm (4x12)m, (4x3)m, (8x9)m, (7x24)m | M2 | 300 |  | 0
3 | Supply and Installation of Sun sheet Waiting Area (6x4) and Metallic Partition (3x2.8) all necessary related activities | M2 | 1 |  | 0
4 | Wash basin and installatin | PC | 1 |  | 0
5 | Portation 3.1x2.7 | M2 | 8.37 |  | 0
6 | Repairing of over all Sewer system | LM | 1 |  | 0
7 | Repairing of over all water supply system and replacement of valves, taps, mixer and other accessories if required | LM | 1 |  | 0
Grand Total |  |  |  |  | 0

## Maslakh CHC
د افغانستان د همکارئ او پرمختیا مؤسسه موسسه همکاری و انکشاف برای افغانستان
Province :Herat |  | BoQ of Herat Province Maslakh CHC Renovations
District : Enjeel
HFs name: Maslakh CHC
No | Description of Work | Unit | Quantity | Unit Cost (AFN) | Total Cost (AFN) | Remarks
1 | Battery 200 Amp tabular | PC | 4 |  | 0
2 | Repairing of over all electricity system, repair or replacement of switches, sockets, lamp holder and other accessories if required | LM | 1 |  | 0
3 | Repairing of Water Supply system with materials and all necessary related activities. | PC | 3 |  | 0
4 | Wash basin | PC | 1 |  | 0
5 | Repairing of over all water supply system and replacement of valves, taps, mixer and other accessories if required | LM | 1 |  | 0
6 | Repairing of doors windows with installation of glass 4mm, door locks, lock cylinders, door handle, door hinge should be replaced if required | PC | 6 |  | 0
Grand Total = |  |  |  |  | 0

## Hawskarbas BHC
د افغانستان د همکارئ او پرمختیا مؤسسه موسسه همکاری و انکشاف برای افغانستان
Province :Herat |  | BoQ of Herat Province Hawskarbas BHC Renovations
District : Enjeel
HFs name: Haws-e-karbas BHC
No | Description of Work | Unit | Quantity | Unit Cost (AFN) | Total Cost (AFN) | Remarks
1 | Exterior painting of the BHC building, painting toilet, kitchen, 2 room and front view of 17x30 boundary with 2 sides and painting of gate all necessary related activities. | LM | 1 |  | 0
2 | Plaster repairing of building and surrounding walls | LM | 1 |  | 0
3 | Repairing of over all electricity system, repair or replacement of switches, sockets, lamp holder and other accessories if required | LM | 1 |  | 0
4 | Exhaust fan and installation | PC | 1 |  | 0
5 | water tank 1000 litter | PC | 1 |  | 0
6 | Repairing of Water Supply System include Installation of water tank 1000 litter, repairing of over all water supply system and replacement of valves, taps, mixer and other accessories if required | LM | 1 |  | 0
7 | repairing of incinerator | LM | 1 |  | 0
8 | Repairing of Chair and benches include welding and replacement of parts of required | LM | 1 |  | 0
9 | Repairing of doors with 2 door lock and all necessary related activities. | PC | 2 |  | 0
Grand Total = |  |  |  |  | 0

## Noqra SHC
د افغانستان د همکارئ او پرمختیا مؤسسه موسسه همکاری و انکشاف برای افغانستان
Province :Herat |  | BoQ of Herat Province Noqra SHC Renovations
District : Enjeel
HFs name: Noqra SHC
No | Description of Work | Unit | Quantity | Unit Cost (AFN) | Total Cost (AFN) | Remarks
1 | Exterior panting of the SHC building, painting of 8 room and one hall and boundary walls with all necessary related activities. | LM | 1 |  | 0
2 | Water closet include 18m pipe D=110mm and 6m pipe D=90mm, 3 mixer and other accessories | Set | 1 |  | 0
3 | Repairing of sewer system, opening clogged sewer/drain pipes, repairing water leakages, excavation as required, laying new pipes with proper bedding and backfilling, including installation of necessary fittings, valves, manholes, and other fittings or accessories | LM | 1 |  | 0
4 | Wash Basin | LM | 1 |  | 0
5 | Repairing of Water Supply System, installation of wash basin, repairing of over all water supply system and replacement of valves, taps, mixer and other accessories if required | LM | 1 |  | 0
6 | Isogam (waterproofing) of the roofs of SHC building with necessary related activities. | M2 | 90 |  | 0
7 | Exhaust fan | PC | 3 |  | 0
8 | Repairing of over all electricity system, repair or replacement of switches, sockets, lamp holder and other accessories if required | LM | 1 |  | 0
9 | Ceramic work 2x1.6, 3x3x3.3, 5.6xo.6, 20x0.9, 2.4x1.6 | LM | 1 |  | 0
Grand Total = |  |  |  |  | 0

## Pol monar dar BHC
د افغانستان د همکارئ او پرمختیا مؤسسه موسسه همکاری و انکشاف برای افغانستان
Province :Herat |  | BoQ of Herat Province Pol Monar Dar BHC Renovations
District : Enjeel
HFs name : Pol Menar Dar BHC
No | Description of Work | Unit | Quantity | Unit Cost (AFN) | Total Cost (AFN) | Remarks
1 | Exterior painting front view of BHC building, front view of guard room and front view of surrounding walls | LM | 1 |  | 0
2 | Supply of Solar Panel 300 watt all necessary related activities | PC | 3 |  | 0
3 | Repairing Solar frame with all necessary related activities | LM | 1 |  | 0
4 | Repairing of electrical system | LM | 1 |  | 0
5 | Repairing of Inverter 5.5 kw | PC | 1 |  | 0
Grand Total |  |  |  |  | 0

## Ba Ba Barq CHC
د افغانستان د همکارئ او پرمختیا مؤسسه موسسه همکاری و انکشاف برای افغانستان
Province :Herat |  | BoQ of Herat Province Ba Ba Barq CHC Renovations
District : Enjeel
HFs name : Ba Ba Barq CHC
No | Description of Work | Unit | Quantity | Unit Cost (AFN) | Total Cost (AFN) | Remarks
1 | Painting of the one room 3x5m, Drug Shelf with all necessary related activities. | LM | 1 |  | 0
2 | Repairing of PVC Doors with Materials and all necessary related activities | PC | 11 |  | 0
3 | Supply and Installation of Wooden Partition 3x2.4 with all necessary related activities. | LM | 1 |  | 0
4 | Installation of Sun sheet 8.5x1.8 m with steel box 2mm, profile 2mm and iron sheet 05for waiting area and | LM | 15.3 |  | 0
5 | Drug shelf 7x0.7 m and | m2 | 4.9 |  | 0
6 | Metallic Handrail 3m all necessary related activities | M | 3 |  | 0
7 | 3 metalic windows cover 2 stand of (120x160)cm and 1 stand of (110x170)cm plus installation | Pc | 3 |  | 0
8 | Repairing of Water Supply System with Installation of 1 Sink and other Materials all necessary related activities. | LM | 1 |  | 0
9 | Repairing of over all electricity system, repair or replacement of switches, sockets, lamp holder and other accessories if required | LM | 1 |  | 0
10 | Installation of marble stone 60x60 with t=2cm for kitchen | Pc | 1 |  | 0
11 | Repairing of wall plaster and installation sun sheet and kitchen Stone with all necessary related activities | LM | 1 |  | 0
Grand Total = |  |  |  |  | 0

## Obi CHC+
د افغانستان د همکارئ او پرمختیا مؤسسه موسسه همکاری و انکشاف برای افغانستان
Province :Herat |  | BoQ of Herat Province Oba CHC+ Renovations
District : Oba
HFs name : Oba CHC+
No | Description of Work | Unit | Quantity | Unit Cost (AFN) | Total Cost (AFN) | Remarks
1 | Exterior painting of the 4 CHC+ buildings, toilets, guard room and 20 rooms, doors and windows, with all necessary related activities. | LM | 1 |  | 0
2 | Plaster repairing of room and building; repairing damaged plaster by removing loose and cracked plaster, cleaning and wetting the surface, applying new 15-20 mm thick cement-sand mortar (1:4), in one or two coats as required, finishing smooth and level, including curing for 7 days | LM | 1 |  | 0
3 | Repairing and Replacement of door lock 18cm =4 pair and 12cm=13 pair + 5 pairs, 4 door cylinder and 1 door handle | PC | 22 |  | 0
4 | Supply and installation of Glass for windows installations all necessary related activities | LM | 1 |  | 0
5 | Isogam (waterproofing) of the roofs of CHC+ building 60m with necessary related activities. | M2 | 60 |  | 0
6 | Repairing of over all water supply system and replacement of valves, taps, mixer and other accessories if required | LM | 1 |  | 0
7 | repairing of over all electricity system, repair or replacement of switches, sockets, lamp holder and other accessories if required | LM | 1 |  | 0
8 | Repairing of Air coolers | Pc | 4 |  | 0
9 | Lithium Batter 10KW SGEf and installation | PC | 1 |  | 0
Grand Total = |  |  |  |  | 0

## Haft gala SHC
د افغانستان د همکارئ او پرمختیا مؤسسه موسسه همکاری و انکشاف برای افغانستان
Province :Herat |  | BoQ of Herat Province Haft gala SHC Renovations
District : Oba
HFs name : Haft gala SHC
No | Description of Work | Unit | Quantity | Unit Cost (AFN) | Total Cost (AFN) | Remarks
1 | Painting of the exterior and interior of 6 rooms, toilet main door, with all necessary related activities. | LM | 1 |  | 0
2 | Repairing of door and replacement of 7 door locks | PC | 10 |  | 0
3 | Construction of 1 room roof with girder, brick, gypsum, wall plaster 6m with all necessary related activities. | LM | 1 |  | 0
4 | Isogam (waterproofing) of the roofs room 20 m2 and others rooms with necessary related activities. | M2 | 20 |  | 0
5 | Repairing of over all water supply system and replacement of valves, taps, mixer and other accessories if required | LM | 1 |  | 0
6 | Metallic door 2x1m with frame 18 gauge with all necessary related activities. | LM | 1 |  | 0
7 | Plaster repairing of surrounding walls and building, cleaning and wetting the surface, applying new 15-20 mm thick cement-sand mortar (1:4), in one or two coats as required, finishing smooth and level, including curing for 7 days | LM | 1 |  | 0
8 | Digging well for incinerator and placenta all necessary related activities. | M | 10 |  | 0
Grand Total |  |  |  |  | 0

## Tagabyari SHC
د افغانستان د همکارئ او پرمختیا مؤسسه موسسه همکاری و انکشاف برای افغانستان
Province :Herat |  | BoQ of Herat Province Tagabyari SHC Renovations
District : Oba
HFs name : Tagabyari SHC
No | Description of Work | Unit | Quantity | Unit Cost (AFN) | Total Cost (AFN) | Remarks
1 | Painting of the exterior and interior of 4 rooms, toilet, doors, windows and gate with all necessary related activities. | LM | 1 |  | 0
2 | Isogam (waterproofing) of the roofs room 30m2 and others rooms with necessary related activities. | M2 | 30 |  | 0
3 | Plaster repairing of buildings and toilets | LM | 1 |  | 0
4 | PCC repairing of rooms | M2 | 18 |  | 0
5 | Repairing of over all electricity system, repair or replacement of switches, sockets, lamp holder and other accessories if required | LM | 1 |  | 0
6 | Metallic sun shade (3.5x8.5)m wit box 2mm and profile 18 gauge and corrugated iron sheet 08 | M2 | 29.75 |  | 0
Grand Total = |  |  |  |  | 0

## Jainiwa SHC
د افغانستان د همکارئ او پرمختیا مؤسسه موسسه همکاری و انکشاف برای افغانستان
Province :Herat |  | BoQ of Herat Province Jainiwa SHC Renovations
District : Oba
HFs name : Jainiwa SHC
No | Description of Work | Unit | Quantity | Unit Cost (AFN) | Total Cost (AFN) | Remarks
1 | Painting of the exterior and interior of the SHC building and front of boundary wall with all necessary related activities. | LM | 1 |  | 0
2 | Repairing of door, door locks, lock cylinders, door handle, door hinge should be replaced if required | PC | 8 |  | 0
3 | Partition 3x4 with frame 18 gauge and iron sheet 08with all necessary related activities | LM | 1 |  | 0
4 | Inverter 1800w with | PC | 1 |  | 0
5 | Battery 100Amp | PC | 1 |  | 0
6 | Repairing of over all water supply system and replacement of valves, taps, mixer and other accessories if required | LM | 1 |  | 0
Grand Total = |  |  |  |  | 0

## Serwan BHC
د افغانستان د همکارئ او پرمختیا مؤسسه موسسه همکاری و انکشاف برای افغانستان
Province :Herat |  | BoQ of Herat Province Serwan BHC Renovations
District : Oba
HFs name : Serwan BHC
No | Description of Work | Unit | Quantity | Unit Cost (AFN) | Total Cost (AFN) | Remarks
1 | Painting of the interior of the BHC 1 building with 8 room, and 2 building exterior and painting of gate with all necessary related activities. | LM | 1 |  | 0
2 | Repairing of over all electricity system, repair or replacement of switches, sockets, lamp holder and other accessories if required | LM | 1 |  | 0
3 | Repairing of door locks and installation of 4 door lock 18cm and 5 door locks 12cm | PC | 9 |  | 0
4 | Repairing of sewer system and installation of water closet include other accessories | LM | 1 |  | 0
5 | Repairing of wall plastering all necessary related activities. | LM | 1 |  | 0
Grand Total = |  |  |  |  | 0

## Farsi CHC
د افغانستان د همکارئ او پرمختیا مؤسسه موسسه همکاری و انکشاف برای افغانستان
Province :Herat |  | BoQ of Herat Province Farsi CHC Renovations
District : Farsi
HFs name : Farsi CHC
No | Description of Work | Unit | Quantity | Unit Cost (AFN) | Total Cost (AFN) | Remarks
1 | Painting of the interior of the CHC building ,with guard room, toilet, and painting of 13rooms and gates with all necessary related activities. | LM | 1 |  | 0
2 | Plaster work; cleaning and wetting the surface, applying new 15-20 mm thick cement-sand mortar (1:4), in one or two coats as required, finishing smooth and level, including curing for 7 days | M2 | 200 |  | 0
3 | Water tank 800 litter | PC | 1 |  | 0
4 | Repairing of Water supply system installation of water tank, repairing of over all water supply system and replacement of valves, taps, mixer and other accessories if required | LM | 1 |  | 0
5 | Repairing of sewer system, include supply pipe 8 inch, 4 inch & 2 inch, opening clogged sewer/drain pipes, repairing water leakages, excavation as required, laying new pipes with proper bedding and backfilling, including installation of necessary fittings, valves, manholes, and other fittings or accessories | LM | 1 |  | 0
6 | Supply and Installation 2 wooden Partition (3x3)m | PC | 2 |  | 0
7 | Repairing doors with installation of 5 lock with all necessary related activities. | PC | 5 |  | 0
8 | Incinerator well | LM | 1 |  | 0
9 | Repairing 100 m Isogam (waterproofing) of the roofs of the CHC Building with all necessary related activities. | LM | 1 |  | 0
Grand Total |  |  |  |  | 0

## Sartick CHC
د افغانستان د همکارئ او پرمختیا مؤسسه موسسه همکاری و انکشاف برای افغانستان
Province :Herat |  | BoQ of Herat Province Sartick SHC Renovations
District : Farsi
HFs name : Sartick SHC
No | Description of Work | Unit | Quantity | Unit Cost (AFN) | Total Cost (AFN) | Remarks
1 | Painting of the exterior and interior 3 rooms, with all necessary related activities. | LM | 1 |  | 0
2 | Repairing of wall plaster and straw clay/Kahgil work | LM | 1 |  | 0
3 | Placenta well, with all necessary related activities | LM | 1 |  | 0
4 | PCC of incinerator area | M2 | 30 |  | 0
5 | Supply and Installation PVC window (1.95x1.5) and Door (1x2.5) with all necessary related activities. | PC | 1 |  | 0
6 | Supply and Installation of wooden Partition (3x3) with all necessary related activities. | M2 | 1 |  | 0
7 | Door lock and installation | Set | 3 |  | 0
8 | Supply Solar panel 400 w with all necessary related activities. | Panel | 2 |  | 0
Grand Total = |  |  |  |  | 0

## Disk SHC
د افغانستان د همکارئ او پرمختیا مؤسسه موسسه همکاری و انکشاف برای افغانستان
Province :Herat |  | BoQ of Herat Province Disk SHC Renovations
District : Farsi
HFs name : Disk SHC
No | Description of Work | Unit | Quantity | Unit Cost (AFN) | Total Cost (AFN) | Remarks
1 | Repairing of wall plaster, and mud plaster with all necessary related activities | LM | 1 |  | 0
2 | Supply Door and repairing solar panel frame with all necessary related activities. | LM | 1 |  | 0
3 | Metallic door and installation | PC | 1 |  | 0
4 | Solar frame and repairing of metallic chairs and windows | LM | 1 |  | 0
5 | Repairing of over all electricity system, repair or replacement of switches, sockets, lamp holder and other accessories if required | LM | 1 |  | 0
Grand Total = |  |  |  |  | 0

## Chaprood BHC
د افغانستان د همکارئ او پرمختیا مؤسسه موسسه همکاری و انکشاف برای افغانستان
Province :Herat |  | BoQ of Herat Province Chaprood SHC Renovations
District : Farsi
HFs name : Chaprood SHC
No | Description of Work | Unit | Quantity | Unit Cost (AFN) | Total Cost (AFN) | Remarks
1 | Painting of the exterior SHC building, stock, guard room, toilets and 3 rooms with all necessary related activities. | LM | 1 |  | 0
2 | Repairing of wall plaster, Placenta well, and others repairing with all necessary related activities | LM | 1 |  | 0
3 | Supply and Installation Glass for windows with glue and all necessary related activities. | LM | 1 |  | 0
4 | Construction of brick masonry incinerator include palsater with applying new 15-20 mm thick cement-sand mortar (1:4), in one or two coats as required, finishing smooth and level, including curing for 7 days | PC | 1 |  | 0
5 | Supply Inverter 2.5KW with all necessary related activities. | PC | 1 |  | 0
6 | Repairing of over all electricity system, repair or replacement of switches, sockets, lamp holder and other accessories if required | LM | 1 |  | 0
Grand Total = |  |  |  |  | 0

## Pai Hesar CHC
د افغانستان د همکارئ او پرمختیا مؤسسه موسسه همکاری و انکشاف برای افغانستان
Province :Herat |  | BoQ of Herat Province Pai Hesar SHC Renovations
District : Farsi
HFs name : Pai Hesar SHC
No | Description of Work | Unit | Quantity | Unit Cost (AFN) | Total Cost (AFN) | Remarks
1 | Painting of the exterior of the SHC building 14x18,with guard room, toilet, with all necessary related activities. | LM | 1 |  | 0
2 | plaster work of back side of toilet 2.5x5 and over all plaster repairing | M2 | 150 |  | 0
3 | Supply and Installation Glass 4mm for windows including glue all necessary related activities. | LM | 1 |  | 0
4 | Repairing of doors and gate; door locks, lock cylinders, door handle, door hinge should be replaced if required | PC | 8 |  | 0
5 | Wooden table | PC | 1 |  | 0
6 | Supply and Installation Net for windows including other Materials all necessary related activities. | LM | 1 |  | 0
Grand Total |  |  |  |  | 0

## Arkh CHC
د افغانستان د همکارئ او پرمختیا مؤسسه موسسه همکاری و انکشاف برای افغانستان
Province :Herat |  | BoQ of Herat Province Arkh SHC Renovations
District : Farsi
HFs name : Arkh SHC
No | Description of Work | Unit | Quantity | Unit Cost (AFN) | Total Cost (AFN) | Remarks
1 | Painting of the interior and exterior of the SHC building, with guard room, toilet, with all necessary related activities. | LM | 1 |  | 0
2 | Repairing of wall plaster, Placenta well, and others repairing with all necessary related activities | LM | 1 |  | 0
3 | Repairing of doors and gate net, Locks, Glue, with all necessary related activities. | PC | 7 |  | 0
4 | Supply and Installation Glass for windows with glue 3.6 m glass all necessary related activities. | LM | 1 |  | 0
5 | Supply Battery Stand all necessary related activities. | PC | 1 |  | 0
6 | Repairing of incinerator | LM | 1 |  | 0
Grand Total = |  |  |  |  | 0

## Chesht e shrif CHC
د افغانستان د همکارئ او پرمختیا مؤسسه موسسه همکاری و انکشاف برای افغانستان
Province :Herat |  | BoQ of Herat Province Chesht e Shrif CHC Renovations
District : Chesht e Shrif
HFs name : Chesht e Shrif CHC
No | Description of Work | Unit | Quantity | Unit Cost (AFN) | Total Cost (AFN) | Remarks
1 | Exterior painting of the CHC 4 buildings include 30 windows and 20 doors with all necessary related activities. | LM | 1 |  | 0
2 | Repairing of doors; door locks, lock cylinders, door handle, door hinge should be replaced if required | PC | 10 |  | 0
3 | Flattish work of one room | LM | 1 |  | 0
4 | Curbstone with concrete mortar and installation with length of 8.1m on the roof on other overlapping | M | 8.1 |  | 0
5 | Gypsum clay work of corridor | LM | 1 |  | 0
6 | Straw clay work of roofs with plastic of 3 buildings | LM | 1 |  | 0
Grand Total = |  |  |  |  | 0

## Dara takht BHC
د افغانستان د همکارئ او پرمختیا مؤسسه موسسه همکاری و انکشاف برای افغانستان
Province :Herat |  | BoQ of Herat Province Dara Takht BHC Renovations
District : Chesht e shrif
HFs name : Dara-e-Takht BHC
No | Description of Work | Unit | Quantity | Unit Cost (AFN) | Total Cost (AFN) | Remarks
1 | Painting of the interior and exterior 2 BHC Building, guard room with 9 rooms 2 corridors, include doors and windows with all necessary related activities. | LM | 1 |  | 0
2 | Repairing 250m Isogam (waterproofing) of the roofs of the BHC Building with all necessary related activities. | M2 | 250 |  | 0
3 | Repairing of Doors; door locks, lock cylinders, door handle, door hinge should be replaced if required | PC | 4 |  | 0
4 | Repairing of over all electricity system, repair or replacement of switches, sockets, lamp holder and other accessories if required | LM | 1 |  | 0
Grand Total = |  |  |  |  | 0

## Esfarz BHC
د افغانستان د همکارئ او پرمختیا مؤسسه موسسه همکاری و انکشاف برای افغانستان
Province :Herat |  | BoQ of Herat Province Esfarz BHC Renovations
District : Chesht e shrif
HFs name : Esfarz BHC
No | Description of Work | Unit | Quantity | Unit Cost (AFN) | Total Cost (AFN) | Remarks
1 | Repairing of Painting of the exterior Building, guard room and painting of gate with all necessary related activities. | LM | 1 |  | 0
2 | high quality sunshade (6x3)m with corrugated GI sheet and box (40x40)mm and profile 18 gauge | M2 | 18 |  | 0
3 | PCC under sun sheet waiting area with materials all necessary related activities | M2 | 18 |  | 0
4 | Metallic door with frame 18guage and iron sheet 0.8 | PC | 1 |  | 0
5 | Repairing of doors and installation of 10 door locks 12cm ,5 door locks 14cm and 5 door handles | PC | 18 |  | 0
6 | Pipe 1 inch | M | 50 |  | 0
7 | Repairing of over all water supply system and replacement of valves, taps, mixer and other accessories if required | M | 1 |  | 0
8 | Repairing of stair using brick works masonry | LM | 1 |  | 0
9 | Digging well for incinerator and placenta with all necessary related activities | LM | 1 |  | 0
Grand Total = |  |  |  |  | 0

## PASHTON ZARGHON CHC+
د افغانستان د همکارئ او پرمختیا مؤسسه موسسه همکاری و انکشاف برای افغانستان
Province :Herat |  | BoQ of Herat Province Pashton Zarghon CHC+ Renovations
District : Pashton Zarghon CHC+
HFs name: Pashton Zarghon CHC+
No | Description of Work | Unit | Quantity | Unit Cost (AFN) | Total Cost (AFN) | Remarks
1 | Exterior painting of the CHC+ 4 buildings and painting of 40 rooms and front view of boundary wall 40 m with all necessary related activities. | LM | 1 |  | 0
2 | Repairing of over all electricity system, repair or replacement of switches, sockets, lamp holder and other accessories if required | LM | 1 |  | 0
3 | Plaster repairing of buildings and walls, repairing damaged plaster by removing loose and cracked plaster, cleaning and wetting the surface, applying new 15-20 mm thick cement-sand mortar (1:4), in one or two coats as required, finishing smooth and level, including curing for 7 days | LM | 1 |  | 0
4 | Supply Metallic Doors for toilet all necessary related activities. | PC | 2 |  | 0
5 | Supply and installation of glass for windows all necessary related activities. | LM | 1 |  | 0
6 | Wooden stair | Rod | 1 |  | 0
7 | Straw clay plaster of roof with include plastic of 20 rooms | LM | 1 |  | 0
Grand Total |  |  |  |  | 0

## Dasht e naizan SHC
د افغانستان د همکارئ او پرمختیا مؤسسه موسسه همکاری و انکشاف برای افغانستان
Province :Herat |  | BoQ of Herat Province Dasht e Naizan BHC Renovations
District : Pashton zarghoon
HFs name: Dasht e Naizan BHC
No | Description of Work | Unit | Quantity | Unit Cost (AFN) | Total Cost (AFN) | Remarks
1 | Painting of the exterior of the BHC building and interior of 3 room In front of Boundary wall with all necessary related activities. | LM | 1 |  | 0
2 | Partition and Doors Lock, with all necessary related activities. | LM | 1 |  | 0
3 | Water tank 1000 litter | PC | 1 |  | 0
4 | Repairing of Water supply system with water tank 1000 liter with all necessary related activities. | LM | 1 |  | 0
5 | Battery 150 Amp Acid | PC | 2 |  | 0
6 | Digging well for placenta and incinerator | LM | 1 |  | 0
7 | Glass for windows and glue | LM | 1 |  | 0
Grand Total |  |  |  |  | 0

## Haroon CHS
د افغانستان د همکارئ او پرمختیا مؤسسه موسسه همکاری و انکشاف برای افغانستان
Province :Herat |  | BoQ of Herat Province Haroon SHC Renovations
District : Pashton Zarghon
HFs name: Haroon SHC
No | Description of Work | Unit | Quantity | Unit Cost (AFN) | Total Cost (AFN) | Remarks
1 | Construction of brick masonry incinerator and Digging 3 wells, PCC of Incinerator, Fencing all necessary related activities. | LM | 1 |  | 0
2 | 4 Battery 155Amp | PC | 4 |  | 0
3 | Inverter 5Kw | PC | 1 |  | 0
4 | Repairing of over all electricity system, repair or replacement of switches, sockets, lamp holder and other accessories if required | LM | 1 |  | 0
5 | Repairing of over all water supply system and replacement of valves, taps, mixer and other accessories if required | LM | 1 |  | 0
6 | repairing of door and installation of 5 door locks | PC | 5 |  | 0
7 | Supply and Installation of Glass 3.5 m2 For widows | LM | 1 |  | 0
Grand Total |  |  |  |  | 0

## Mar Abad BHC
د افغانستان د همکارئ او پرمختیا مؤسسه موسسه همکاری و انکشاف برای افغانستان
Province :Herat |  | BoQ of Herat Province Mar Abad BHC Renovations
District : Pashton zarghoon
HFs name: Mar Abad BHC
No | Description of Work | Unit | Quantity | Unit Cost (AFN) | Total Cost (AFN) | Remarks
1 | Painting of the exterior of the BHC building and In front of Boundary wall 40m with all necessary related activities. | LM | 1 |  | 0
2 | Repairing of wall Plaster with Materials all necessary related activities. | LM | 1 |  | 0
3 | Repairing of Doors ,Lock, 2 frame door with all necessary related activities. | LM | 1 |  | 0
4 | Repairing of Water Supply system with all necessary related activities. | LM | 1 |  | 0
5 | Plastic sheet | M | 55 |  | 0
6 | Stair for Clinic | LM | 1 |  | 0
Grand Total |  |  |  |  | 0

## Abgarmi SHC
د افغانستان د همکارئ او پرمختیا مؤسسه موسسه همکاری و انکشاف برای افغانستان
Province :Herat |  | BoQ of Herat Province Abgarmi SHC Renovations
District : Pashton zarghoon
HFs name: Abgarmi SHC
No | Description of Work | Unit | Quantity | Unit Cost (AFN) | Total Cost (AFN) | Remarks
1 | Painting of the interior SHC building and In front of Boundary wall 40m with all necessary related activities. | LM | 1 |  | 0
2 | Repairing of wall Plaster with Materials all necessary related activities. | LM | 1 |  | 0
3 | Wooden (2) Partitions with 4 lock | LM | 1 |  | 0
4 | Repairing of Electrical system with all necessary related activities. | LM | 1 |  | 0
5 | Repairing of Water Supply system with all necessary related activities. | LM | 1 |  | 0
6 | Ring for overlapping wells | PC | 4 |  | 0
Grand Total |  |  |  |  | 0

## Taqcha SHC
د افغانستان د همکارئ او پرمختیا مؤسسه موسسه همکاری و انکشاف برای افغانستان
Province :Herat |  | BoQ of Herat Province Taqcha SHC Renovations
District : PASHTON ZARGHON
HFs name: Taqcha SHC
No | Description of Work | Unit | Quantity | Unit Cost (AFN) | Total Cost (AFN) | Remarks
1 | Painting of the exterior and interior 5 room with all necessary related activities. | LM | 1 |  | 0
2 | Repairing Plaster and PCC of Interior all necessary related activities | LM | 1 |  | 0
3 | Supply Battery 150 Amp Acid with all necessary related activities. | PC | 2 |  | 0
4 | Supply Inverter 2000 watt with all necessary related activities. | PC | 1 |  | 0
5 | Supply and installation of glass for windows all necessary related activities. | LM | 1 |  | 0
6 | Wooden Partition with 4 lock with all necessary related activities | LM | 1 |  | 0
Grand Total |  |  |  |  | 0

## Tonian BHC
د افغانستان د همکارئ او پرمختیا مؤسسه موسسه همکاری و انکشاف برای افغانستان
Province :Herat |  | BoQ of Herat Province Tonian BHC Renovations
District : Pashton Zarghon
HFs name: Tonian BHC
No | Description of Work | Unit | Quantity | Unit Cost (AFN) | Total Cost (AFN) | Remarks
1 | Painting of the interior and exterior of the BHC building and Infront of Boundary wall 40m with all necessary related activities. | LM | 1 |  | 0
2 | Repairing of Water supply system with Materials all necessary related activities. | LM | 1 |  | 0
3 | Repairing of Electrical system with Materials all necessary related activities. | LM | 1 |  | 0
4 | Battery 100 Amp and Inverter | LM | 1 |  | 0
5 | Supply and installation of glass for windows all necessary related activities. | LM | 1 |  | 0
6 | Ceramic and tiles for Delivery room 3x5 h= 1.2 m 37 m2 with all necessary related activities | LM | 1 |  | 0
7 | Cement , Stone powder, for Ceramic, wall plaster 40m2 with all necessary related activities | LM | 1 |  | 0
8 | Wooden Partitions 3x3 with installation | LM | 1 |  | 0
Grand Total |  |  |  |  | 0

## Gulran DH
د افغانستان د همکارئ او پرمختیا مؤسسه موسسه همکاری و انکشاف برای افغانستان
Province :Herat |  | BoQ of Herat Province Gulran DH Renovations
District : Gulran
HFs name : Gulran DH
No | Description of Work | Unit | Quantity | Unit Cost (AFN) | Total Cost (AFN) | Remarks
1 | Exterior painting Admin, OPD men, OT, family house, Female OPD, child halls, kitchen, guard room, night duty building and Painting of the interior and exterior of the DH 6 building, with all necessary related activities, and 335m2 of boundary walls | LM | 1 |  | 0
2 | Ceramic and tiles for OT, Admin, providing and fixing first quality ceramic tiles for floor and wall, including surface preparation, 20 mm thick cement-sand mortar (1:4), proper leveling and alignment, joint filling with cement grout, cleaning and curing | LM | 95.04 |  | 0
3 | Plain Cement Concrete (PCC) M150 for In front of Emergency room PCC concrete (4.4x13.5)m (5x5)m t=10cm | M2 | 84.4 |  | 0
4 | Repairing of over all plaster 6 buildings and surroundings walls; repairing damaged plaster by removing loose and cracked plaster, cleaning and wetting the surface, applying new 15-20 mm thick cement-sand mortar (1:4), in one or two coats as required, finishing smooth and level, including curing for 7 days | LM | 1 |  | 0
5 | water pump 1 inch include pipe 2' and 4' and other accessories | Set | 1 |  | 0
6 | Repairing of over all water supply system include piping and replacement of valves, taps, mixer and other accessories if required | LM | 1 |  | 0
7 | Isogam (waterproofing) of the roofs of the Emergency room and others rooms with necessary related activities. | M2 | 200 |  | 0
8 | Supply and Installation 3 Pvc Door Size (2.8x0.88)(1.8x0.58)(2.56x0.83) with all accessories | PC | 3 |  | 0
9 | Construction of Steel Roof for Stock room 5x5x2.8m | LM | 1 |  | 0
10 | Repairing and Installation of door Locks | PC | 24 |  | 0
11 | Emergency metallic Small sign board | PC | 1 |  | 0
12 | Exhaust Fan 3 PC 25cm | LM | 1 |  | 0
Grand Total |  |  |  |  | 0

## Lahrab BHC
د افغانستان د همکارئ او پرمختیا مؤسسه موسسه همکاری و انکشاف برای افغانستان
Province :Herat |  | BoQ of Herat Province Lahrab BHC Renovations
District : Gulran
HFs name : Lahrab BHC
No | Description of Work | Unit | Quantity | Unit Cost (AFN) | Total Cost (AFN) | Remarks
1 | Exterior painting of the BHC Building, guard room, toilet with all necessary related activities. | LM | 1 |  | 0
2 | Repairing of over all water supply system and replacement of valves, taps, mixer and other accessories if required | LM | 1 |  | 0
3 | Repairing of over all electricity system, repair or replacement of switches, sockets, lamp holder and other accessories if required | LM | 1 |  | 0
4 | Supply Metallic door (1x2) m | PC | 1 |  | 0
5 | Grill for windows (2x1.5 ) m all necessary related activities | PC | 1 |  | 0
6 | Installation of wooden partition (4x3) | LM | 1 |  | 0
7 | Supply and installation of 12 door locks | Set | 12 |  | 0
8 | Supply and installation of 14 shelf locks | Set | 13 |  | 0
9 | Pilaster repairing, ramp and exterior the BHC Lime work all necessary related activities ; repairing damaged plaster by removing loose and cracked plaster, cleaning and wetting the surface, applying new 15-20 mm thick cement-sand mortar (1:4), in one or two coats as required, finishing smooth and level, including caring for 7 days | LM | 1 |  | 0
Grand Total |  |  |  |  | 0

## Kariz Elyas BHC
د افغانستان د همکارئ او پرمختیا مؤسسه موسسه همکاری و انکشاف برای افغانستان
Province :Herat |  | BoQ of Herat Province Kariz Elyas BHC Renovations
District : Gulran
HFs name : Kariz Elyas BHC
No | Description of Work | Unit | Quantity | Unit Cost (AFN) | Total Cost (AFN) | Remarks
1 | Painting of the exterior of the BHC building and interior painting of delivery room, laboratory, vaccine, 3 doors with all necessary related activities. | LM | 1 |  | 0
2 | Ceramic and tiles for toilet, providing and fixing first quality ceramic tiles for floor and wall, including surface preparation, 20 mm thick cement-sand mortar (1:4), proper leveling and alignment, joint filling with cement grout, cleaning and curing | m2 | 30 |  | 0
3 | Plaster repairing of peak and 3x4 room Plasters , with all necessary related activities | LM | 1 |  | 0
4 | Isogam (waterproofing) of the roofs of the Emergency room and others rooms with necessary related activities. | M2 | 50 |  | 0
5 | Repairing of doors, door locks, lock cylinders, door handle, door hinge should be replaced if required | PC | 4 |  | 0
6 | Repairing of over all electricity system, repair or replacement of switches, sockets, lamp holder and other accessories if required | LM | 1 |  | 0
7 | Repairing of water supply system include 50m 1' pipe and repairing of over all water supply system and replacement of valves, taps, mixer and other accessories if required | LM | 1 |  | 0
8 | Drilling water well all necessary related activities | M | 4 |  | 0
Grand Total |  |  |  |  | 0

## Khogyani BHC
د افغانستان د همکارئ او پرمختیا مؤسسه موسسه همکاری و انکشاف برای افغانستان
Province :Herat |  | BoQ of Herat Province Khogyani BHC Renovations
District : Gulran
HFs name : Khogyani BHC
No | Description of Work | Unit | Quantity | Unit Cost (AFN) | Total Cost (AFN) | Remarks
1 | Painting of the exterior of the BHC Building, guard room and toilet and interior painting OPD rooms, Vaccine room guard 2 room and kitchen with all necessary related activities. | LM | 1 |  | 0
2 | Isogam (waterproofing) 10m2 of the roofs of the rooms with necessary related activities. | M2 | 10 |  | 0
3 | Supply wooden Stair for roof | PC | 1 |  | 0
4 | Repairing of doors, supply and installation 18 door lock and all necessary related activities | PC | 18 |  | 0
5 | Repairing of incinerator | PC | 1 |  | 0
6 | Repairing of wall Plaster, repairing damaged plaster by removing loose and cracked plaster, cleaning and wetting the surface, applying new 15-20 mm thick cement-sand mortar (1:4), in one or two coats as required, finishing smooth and level, including curing for 7 days | LM | 1 |  | 0
7 | Supply and installation of Glass 6.8m for windows including glue all necessary related activities | LM | 1 |  | 0
Grand Total |  |  |  |  | 0

## Totichi BHC
د افغانستان د همکارئ او پرمختیا مؤسسه موسسه همکاری و انکشاف برای افغانستان
Province :Herat |  | BoQ of Herat Province Totichi BHC Renovations
District : Gulran
HFs name : Totichi BHC
No | Description of Work | Unit | Quantity | Unit Cost (AFN) | Total Cost (AFN) | Remarks
1 | Painting of the interior of the guard 3 room, 3 doors and exterior whiting of building white cement and stone powder with all necessary related activities. | LM | 1 |  | 0
2 | exhaust fan and installation | PC | 7 |  | 0
3 | repairing of water supply system include 50m pipe 1 inch | LM | 1 |  | 0
4 | Repairing of over all electricity system, repair or replacement of switches, sockets, lamp holder and other accessories if required | LM | 1 |  | 0
5 | Supply Metallic door (1x2) and small Metallic doors (60x60) cm all necessary related activities | PC | 1 |  | 0
6 | Incinerator door and incinerator repairing | PC | 1 |  | 0
7 | Repairing of wall Plaster, | LM | 1 |  | 0
8 | PC concrete of ramp | M2 | 4 |  | 0
9 | Supply and installation of Glass for windows including glue all necessary related activities | LM | 1 |  | 0
Grand Total |  |  |  |  | 0

## Sang kotal SHC
د افغانستان د همکارئ او پرمختیا مؤسسه موسسه همکاری و انکشاف برای افغانستان
Province :Herat |  | BoQ of Herat Province Sang Kotal SHC Renovations
District : Gulran
HFs name : Sang Kotal SHC
No | Description of Work | Unit | Quantity | Unit Cost (AFN) | Total Cost (AFN) | Remarks
1 | Painting of the interior and exterior of the SHC Building and guard room, toilets, boundary doors and toilets handrails with all necessary related activities. | LM | 1 |  | 0
2 | Repairing of PVC doors and installation of 4 lock all necessary related activities | PC | 14 |  | 0
3 | Plaster works of walls and roof; cleaning and wetting the surface, applying new 15-20 mm thick cement-sand mortar (1:4), in one or two coats as required, finishing smooth and level, including curing for 7 days | LM | 1 |  | 0
Grand Total |  |  |  |  | 0

## Zanda jan CHC
د افغانستان د همکارئ او پرمختیا مؤسسه موسسه همکاری و انکشاف برای افغانستان
Province :Herat |  | BoQ of Herat Province Zanda Jan CHC Renovations
District : Zanda jan
HFs name: Zanda Jan CHC
No | Description of Work | Unit | Quantity | Unit Cost (AFN) | Total Cost (AFN) | Remarks
1 | Painting of the exterior of the CHC building Guard room, and 368m2 of boundary wall with all necessary related activities. | LM | 1 |  | 0
2 | Repairing of transformer 5kw and repairing of over all electricity system, repair or replacement of switches, sockets, lamp holder and other accessories if required | LM | 1 |  | 0
3 | Repairing of gate welding and replacement of parts if required | PC | 1 |  | 0
4 | Metallic door 1x190 metal frame 18 gauge an iron sheet 08 | PC | 1 |  | 0
5 | Partition 3.2x2.9m metal frame 18 gauge an iron sheet 08 | PC | 1 |  | 0
6 | Cement, Brick, for Partition, wall plaster with all necessary related activities | LM | 1 |  | 0
7 | Plaster repairing; repairing damaged plaster by removing loose and cracked plaster, cleaning and wetting the surface, applying new 15-20 mm thick cement-sand mortar (1:4), in one or two coats as required, finishing smooth and level, including curing for 7 days | LM | 1 |  | 0
8 | Repairing of over all water supply system and replacement of valves, taps, mixer and other accessories if required | LM | 1 |  | 0
9 | Construction of brick masonry incinerator construction 7x7=14m2 RCC and fencing | LM | 1 |  | 0
Grand Total |  |  |  |  | 0

## Akhundzada SHC
د افغانستان د همکارئ او پرمختیا مؤسسه موسسه همکاری و انکشاف برای افغانستان
Province :Herat |  | BoQ of Herat Province Akhundzada SHC Renovations
District : Zanda jan
HFs name: Akhundzada SHC
No | Description of Work | Unit | Quantity | Unit Cost (AFN) | Total Cost (AFN) | Remarks
1 | Painting of the interior of the 5 room 1 hall, guards room, toilet, doors and windows with all necessary related activities. | LM | 1 |  | 0
2 | Repairing of door and installation of 5 door lock 18cm | PC | 8 |  | 0
3 | Battery 100 Amp Tabular | PC | 1 |  | 0
4 | Inverter 1800w include charge controller | PC | 1 |  | 0
5 | Repairing of over all electricity system, repair or replacement of switches, sockets, lamp holder and other accessories if required | LM | 1 |  | 0
6 | Water tank 1000 liter | LM | 1 |  | 0
7 | Installation of water tanks, repairing of over all water supply system and replacement of valves, taps, mixer and other accessories if required | LM | 1 |  | 0
8 | Straw clay plastering of roof | LM | 1 |  | 0
Grand Total = |  |  |  |  | 0

## Shakiban CHC
د افغانستان د همکارئ او پرمختیا مؤسسه موسسه همکاری و انکشاف برای افغانستان
Province :Herat |  | BoQ of Herat Province Shakiban CHC Renovations
District : Zanda jan
HFs name: Shakiban CHC
No | Description of Work | Unit | Quantity | Unit Cost (AFN) | Total Cost (AFN) | Remarks
1 | Interior painting of 3 room with 3.5 high hall 7.2x2, & 3.6x16 & 11x3.4 and 6 room and toilet | LM | 1 |  | 0
2 | Supply and installation Metallic door (1.2x2.45)m all necessary related activities. | PC | 2 |  | 0
3 | Water closet and installation with all related activities | PC | 1 |  | 0
4 | Repairing of over all water supply system and replacement of valves, taps, mixer and other accessories if required | LM | 1 |  | 0
5 | Repairing of over all electricity system, repair or replacement of switches, sockets, lamp holder and other accessories if required | LM | 1 |  | 0
6 | Painting of 22 doors | PC | 22 |  | 0
Grand Total |  |  |  |  | 0

## Kaboter khan SHC
د افغانستان د همکارئ او پرمختیا مؤسسه موسسه همکاری و انکشاف برای افغانستان
Province :Herat |  | BoQ of Herat Province Kaboter Khan SHC Renovations
District : Zanda jan
HFs name: Kaboter Khan SHC
No | Description of Work | Unit | Quantity | Unit Cost (AFN) | Total Cost (AFN) | Remarks
1 | Paingting of SHC building and toilet | LM | 1 |  | 0
2 | Leveling and puring crush stone | M2 | 280 |  | 0
3 | PCC under sun shade | M2 | 1 |  | 0
4 | Sun shade 6x6 with all requrement | LM | 1 |  | 0
5 | Construction of tow toilets with all requirement include tails, ceramic and palaster works | LM | 1 |  | 0
6 | Repairing of electricity system | LM | 1 |  | 0
7 | Construction of incenerator and digging wells for placenta | LM | 1 |  | 0
Grand Total |  |  |  |  | 0

## Patakzar
د افغانستان د همکارئ او پرمختیا مؤسسه موسسه همکاری و انکشاف برای افغانستان
Province :Herat |  | BoQ of Herat Patakzar SHC Renovations
District : Kushk Kohna
HFs name: Patakzar SHC
No | Description of Work | Unit | Quantity | Unit Cost (AFN) | Total Cost (AFN) | Remarks
1 | Painting of building and rooms doors and windows | M2 | 1 |  | 0
2 | Gypsem clay works repairing of rooms and hall | LM | 1 |  | 0
3 | demolition and removal of (12m*12x) ceiling and reinforcing the ceiling, raising the walls to a width of 60 centimeters and a height of 60 centimeters, and re-covering the ceiling using baked bricks, gypsum, straw clay plaster | M2 | 144 |  | 0
4 | isogam (waterproofing) 22m2 of the roofs of the rooms with necessary related activities. | M2 | 144 |  | 0
5 | Palaster works | M2 | 144 |  | 0
6 | Renovation and repairing of over all electricity system | LM | 1 |  | 0
7 | digging incinerator wells and repairing of incinerator | LM | 1 |  | 0
Grand Total |  |  |  |  | 0

## DehKhar
د افغانستان د همکارئ او پرمختیا مؤسسه موسسه همکاری و انکشاف برای افغانستان
Province :Herat |  | BoQ of Herat Province Dehkhar SHC Renovations
District : Adarskan
HFs name: Dehkhar SHC
No | Description of Work | Unit | Quantity | Unit Cost (AFN) | Total Cost (AFN) | Remarks
1 | Construction of 4 tow toilets with all requirement include tails, ceramic and plaster works | LM | 1 |  | 0
2 | Digging of sever well | LM | 1 |  | 0
3 | Covering incinerator aria with stone masonry with H=50cm | LM | 1 |  | 0
4 | Inverter 1.5kw | Pc | 1 |  | 0
5 | Solar frame for 2 solar panel | LM | 1 |  | 0
6 | Currying water by 3inch piping system under the ground include all activities from over 550 meter length | LM | 550 |  | 0
Grand Total |  |  |  |  | 0

## GHRUYAN DH
د افغانستان د همکارئ او پرمختیا مؤسسه موسسه همکاری و انکشاف برای افغانستان
Province :Herat |  | BoQ of Herat Province Ghoryan DH Renovations
District : Ghoryan DH
HFs name : Ghoryan DH
No | Description of Work | Unit | Quantity | Unit Cost (AFN) | Total Cost (AFN) | Remarks
1 | Painting of the exterior of the DH 5 buildings (Admin 10x10m kitchen 4x6, OPD 27x15, building 18x10, building 9x12) , and Boundary wall 56x56 with all necessary related activities. | LM | 1 |  | 0
2 | Ceramic and tiles for vaccine 2.8x4.4 =17.42m2 with all necessary related activities | M2 | 17.42 |  | 0
3 | Brick masonry (400x280)cm partition include plaster works with applying new 15-20 mm thick cement-sand mortar (1:4), in one or two coats as required, finishing smooth and level, including curing for 7 days | M2 | 11.2 |  | 0
4 | Plaster repairing of all building, wall and ceiling plasters | LM | 1 |  | 0
5 | Supply 2 Metallic door and 1 net door | PC | 3 |  | 0
6 | Repairing of doors; door locks, lock cylinders, door handle, door hinge should be replaced if required | PC | 7 |  | 0
7 | Digging sewer well, chalk and cover | PC | 1 |  | 0
8 | Digging incinerator well and Ring well | LM | 1 |  | 0
9 | Driling water well 13" 90 m | M | 90 |  | 0
10 | Water Pump 2'' | PC | 1 |  | 0
11 | Repairing of water supply system with all required accessories | LM | 1 |  | 0
12 | Pipe for water well 10" with all necessary related activities | LM | 1 |  | 0
Grand Total |  |  |  |  | 0

## Haft chah BHC
د افغانستان د همکارئ او پرمختیا مؤسسه موسسه همکاری و انکشاف برای افغانستان
Province :Herat |  | BoQ of Herat Province Haft Chah BHC Renovations
District : Ghuryan
HFs name: Haft Chah BHC
No | Description of Work | Unit | Quantity | Unit Cost (AFN) | Total Cost (AFN) | Remarks
1 | Interior painting 8 room and corridors, toilets and exterior painting of BHC building and toilets | LM | 1 |  | 0
2 | Supply and installation of Glass 4.65m for windows all necessary related activities. | LM | 1 |  | 0
3 | Repairing of Water Supply System with Materials and all necessary related activities. | LM | 1 |  | 0
4 | Water tank 1000 litter and installation | LM | 1 |  | 0
5 | Repairing of over all water supply system and replacement of valves, taps, mixer and other accessories if required | LM | 1 |  | 0
6 | repairing of doors and installation of 20 hinge,12 door locks, 10 door cylinder, and 5 door handle | LM | 1 |  | 0
Grand Total |  |  |  |  | 0

## Sabul BHC
د افغانستان د همکارئ او پرمختیا مؤسسه موسسه همکاری و انکشاف برای افغانستان
Province :Herat |  | BoQ of Herat Province Sabul BHC Renovations
District : Ghuryan
HFs name: Sabul BHC
No | Description of Work | Unit | Quantity | Unit Cost (AFN) | Total Cost (AFN) | Remarks
1 | Painting of the interior and exterior of the BHC building, and boundary wall with all necessary related activities. | LM | 1 |  | 0
2 | Painting of 10 doors | PC | 10 |  | 0
3 | Drilling well for water well 30m with all necessary related activities. | M | 30 |  | 0
4 | Wash basin | Pc | 1 |  | 0
5 | installation of wash basin, repairing of over all water supply system and replacement of valves, taps, mixer and other accessories if required | LM | 1 |  | 0
6 | isogam (waterproofing) 22m2 of the roofs of the rooms with necessary related activities. | M2 | 22 |  | 0
7 | Exhaust fan | Pc | 3 |  | 0
8 | Repairing of over all electricity system, repair or replacement of switches, sockets, lamp holder and other accessories if required | LM | 1 |  | 0
9 | Repairing of Doors and replacement of door locks with Materials and all necessary related activities. | PC | 10 |  | 0
10 | RCC around the well and fence mesh for incinerator 30m | LM | 1 |  | 0
11 | Digging well for incinerator and placenta | M | 1 |  | 0
Grand Total |  |  |  |  | 0

## Chahrig BHC
د افغانستان د همکارئ او پرمختیا مؤسسه موسسه همکاری و انکشاف برای افغانستان
Province :Herat |  | BoQ of Herat Province Cha-e-rig BHC Renovations
District : Ghoryan
HFs name: Cha-e-rig BHC
No | Description of Work | Unit | Quantity | Unit Cost (AFN) | Total Cost (AFN) | Remarks
1 | Painting of the interior and exterior of the BHC building with 11 rooms and 1 corridor with all necessary related activities. | LM | 1 |  | 0
2 | Solaric Water pump 1inch 900W | PC | 1 |  | 0
3 | Installation of water pump, repairing of over all water supply system and replacement of valves, taps, mixer and other accessories if required | LM | 1 |  | 0
4 | Repairing of ceilling fan | PC | 2 |  | 0
5 | Repairing of over all electricity system, repair or replacement of switches, sockets, lamp holder and other accessories if required | LM | 1 |  | 0
6 | Repairing of toilet Doors with Materials and all necessary related activities. | LM | 1 |  | 0
Grand Total |  |  |  |  | 0

## BARNABAD BHC
د افغانستان د همکارئ او پرمختیا مؤسسه موسسه همکاری و انکشاف برای افغانستان
Province :Herat |  | BoQ of Herat Province Barnabad BHC Renovations
District : Ghoryan
HFs name: Barnabad BHC
No | Description of Work | Unit | Quantity | Unit Cost (AFN) | Total Cost (AFN) | Remarks
1 | Painting of the exterior of the BHC building H=1m, toilets and 270m2 of Boundary wall with all necessary related activities. | LM | 1 |  | 0
2 | Ceramic and tiles for Toilet 13m2 with all necessary related activities | M2 | 13 |  | 0
3 | Repairing of plaster 40m2 and repairing damaged plaster by removing loose and cracked plaster, cleaning and wetting the surface, applying new 15-20 mm thick cement-sand mortar (1:4), in one or two coats as required, finishing smooth and level, including curing for 7 days | LM | 1 |  | 0
4 | Water tank 1000 litter | Stand | 1 |  | 0
5 | Repairing of water supply system and installation of water tank 1000litter, repairing of over all water supply system and replacement of valves, taps, mixer and other accessories if required | LM | 1 |  | 0
| Galvanized iron stair | Rod | 1 |  | 0
6 | Repairing of toilet Doors with Materials and all necessary related activities. | LM | 1 |  | 0
7 | Drilling well for incinerator and Placenta | M | 1 |  | 0
Grand Total |  |  |  |  | 0

## Gawdar SHC
د افغانستان د همکارئ او پرمختیا مؤسسه موسسه همکاری و انکشاف برای افغانستان
Province :Herat |  | BoQ of Herat Province Gawdar SHC Renovations
District : Ghoryan
HFs name: Gawdar SHC
No | Description of Work | Unit | Quantity | Unit Cost (AFN) | Total Cost (AFN) | Remarks
1 | Repairing of Wall Plaster Cement , Stone powder, with all necessary related activities | LM | 1 |  | 0
2 | Construction of incinerator | LM | 1 |  | 0
3 | Digging 2 placenta wells for incinerator | Ring | 2 |  | 0
4 | RCC concrete 8x1 wit t=7cm | M2 | 8 |  | 0
5 | Gypsum clay plaster of 3 rooms ceiling | LM | 1 |  | 0
6 | Roof straw clay works include plastic sheet | M2 | 100 |  | 0
Grand Total |  |  |  |  | 0

## Adraskan CHC
د افغانستان د همکارئ او پرمختیا مؤسسه موسسه همکاری و انکشاف برای افغانستان
Province :Herat |  | BoQ of Herat Province Adraskan CHC Renovations
District : Adraskan
HFs name: Adraskan CHC
No | Description of Work | Unit | Quantity | Unit Cost (AFN) | Total Cost (AFN) | Remarks
1 | Painting of the front view of Boundary wall 40m, gate and 2 room with all necessary related activities. | LM | 1 |  | 0
2 | Plain Cement Concrete (PCC) M150 for PCC and repairing of plasters, with all necessary related activities | LM | 1 |  | 0
3 | Repairing of over all electricity system, repair or replacement of switches, sockets, lamp holder and other accessories if required | LM | 1 |  | 0
4 | Repairing of solaric boiler | PC | 1 |  | 0
5 | repairing of door and installation of 5 door locks | PC | 5 |  | 0
6 | Repairing of over all water supply system and replacement of valves, taps, mixer and other accessories if required | LM | 1 |  | 0
Grand Total |  |  |  |  | 0

## Takhab Olia SHC
د افغانستان د همکارئ او پرمختیا مؤسسه موسسه همکاری و انکشاف برای افغانستان
Province :Herat |  | BoQ of Herat Province Takhab Olia SHC Renovations
District : Adraskan
HFs name: Takhab Olia SHC
No | Description of Work | Unit | Quantity | Unit Cost (AFN) | Total Cost (AFN) | Remarks
1 | Painting of the Toilets with all necessary related activities. | LM | 1 |  | 0
2 | Ceramic and tiles For Toilet; providing and fixing first quality ceramic tiles for floor and wall, including surface preparation, 20 mm thick cement-sand mortar (1:4), proper leveling and alignment, joint filling with cement grout, cleaning and curing | M2 | 41 |  | 0
3 | Solar panel 150w A grade | Panel | 1 |  | 0
4 | Battery 100 Amp Tabular and Wire (2.2x5) with all necessary related activities | PC | 2 |  | 0
5 | Repairing of over all electricity system, Installation of solar system, repair or replacement of switches, sockets, lamp holder and other accessories if required | LM | 1 |  | 0
Grand Total |  |  |  |  | 0

## Shir Bakhsh SHC
د افغانستان د همکارئ او پرمختیا مؤسسه موسسه همکاری و انکشاف برای افغانستان
Province :Herat |  | BoQ of Herat Province Shir Bakhsh SHC Renovations
District : Adraskan
HFs name: Shir Bakhsh SHC
No | Description of Work | Unit | Quantity | Unit Cost (AFN) | Total Cost (AFN) | Remarks
1 | Painting of the interior and exterior of the SHC building with 9 rooms and 1 cariddor and front view of boundary wall 80m, doors and windows with all necessary related activities. | LM | 1 |  | 0
2 | Repairing of over all electricity system, repair or replacement of switches, sockets, lamp holder and other accessories if required | LM | 1 |  | 0
3 | Glass for windows 1.22 m all necessary related activities | LM | 1 |  | 0
4 | staw calay works for roofs | LM | 1 |  | 0
5 | RCC and fencing around the incenerator | LM | 1 |  | 0
Grand Total |  |  |  |  | 0

## Ali Abad SHC
د افغانستان د همکارئ او پرمختیا مؤسسه موسسه همکاری و انکشاف برای افغانستان
Province :Herat |  | BoQ of Herat Province Ali Abad SHC Renovations
District : Adraskan
HFs name: Ali Abad SHC
No | Description of Work | Unit | Quantity | Unit Cost (AFN) | Total Cost (AFN) | Remarks
1 | Gypsum Plaster of the interior of the 6 room and 2 corridors with all necessary related activities. | LM | 1 |  | 0
2 | Roofs straw clay work include plastic | Room | 6 |  | 0
3 | Supply and installation of 4 metallic Door (1.9x0.9)(1.65x0.88) (1.8x0.85)(2x1.5) all necessary related activities. | PC | 4 |  | 0
4 | Supply Glass for windows 1.9 m all necessary related activities | LM | 1 |  | 0
Grand Total |  |  |  |  | 0

## Mir Abadi SHC
د افغانستان د همکارئ او پرمختیا مؤسسه موسسه همکاری و انکشاف برای افغانستان
Province :Herat |  | BoQ of Herat Province Mir Abadi SHC Renovations
District : Adraskan
HFs name: Mir Abadi SHC
No | Description of Work | Unit | Quantity | Unit Cost (AFN) | Total Cost (AFN) | Remarks
1 | Painting of the interior and exterior of the SHC building and 11 room, doors, windows, gate boundary walls with all necessary related activities. | LM | 1 |  | 0
2 | Pipe 1 inch | M | 40 |  | 0
3 | Repairing of over all water supply system and replacement of valves, taps, mixer and other accessories if required | LM | 1 |  | 0
4 | Supply and installation of glass for windows 2.05 m all necessary related activities. | LM | 1 |  | 0
5 | Ceiling gypsum plaster of 5 rooms | LM | 1 |  | 0
6 | Repairing of doors and Replacement of 6 door locks | PC | 8 |  | 0
7 | Plaster repairing for installation of isogam | LM | 1 |  | 0
8 | Isogam (waterproofing) 400 m2 of the roofs of the rooms with necessary related activities. | M | 400 |  | 0
9 | Repairing of gate welding and replacement of parts if required | PC | 1 |  | 0
Grand Total |  |  |  |  | 0

## Shirzad BHC+
د افغانستان د همکارئ او پرمختیا مؤسسه موسسه همکاری و انکشاف برای افغانستان
Province :Herat |  | BoQ of Herat Province Shirzad BHC Renovations
District : Adraskan
HFs name: Shirzad BHC
No | Description of Work | Unit | Quantity | Unit Cost (AFN) | Total Cost (AFN) | Remarks
1 | Supply and installation of 13 Set of PVC door Lock | Set | 13 |  | 0
2 | Windows Handles for wooden | Set | 5 |  | 0
3 | Repairing of electrical system include 100m wire, switch, socket and conduits installation, repair or replacement of switches, sockets, lamp holder and other accessories if required | LM | 1 |  | 0
4 | Repairing of over all water supply system and replacement of valves, taps, mixer and other accessories if required | LM | 1 |  | 0
5 | Repairing of solar frame welding of chairs and replacement of parts if required | LM | 1 |  | 0
6 | painting of exterior sites of building and peak of building | LM | 1 |  | 0
7 | Supply Glass for windows 8m with glue all necessary related activities | LM | 1 |  | 0
Grand Total |  |  |  |  | 0

## Misgaran SHC
د افغانستان د همکارئ او پرمختیا مؤسسه موسسه همکاری و انکشاف برای افغانستان
Province :Herat |  | BoQ of Herat Province Misgaran SHC Renovations
District : Adraskan
HFs name: Misgaran SHC
No | Description of Work | Unit | Quantity | Unit Cost (AFN) | Total Cost (AFN) | Remarks
1 | Painting of exterior and interior of the 5 room doors and windows with all necessary related activities. | LM | 1 |  | 0
2 | Repairing of air coolers | PC | 2 |  | 0
3 | Roof straw clay works of 4 rooms and corridor | LM | 1 |  | 0
Grand Total |  |  |  |  | 0

## Khamziarat SHC
د افغانستان د همکارئ او پرمختیا مؤسسه موسسه همکاری و انکشاف برای افغانستان
Province :Herat |  | BoQ of Herat Province Khamziarat SHC Renovations
District : Guzara
HFs name: Khamziarat SHC
No | Description of Work | Unit | Quantity | Unit Cost (AFN) | Total Cost (AFN) | Remarks
1 | Painting of the interior and exterior of the 2 room 1 Hall and toilet with all necessary related activities. | LM | 1 |  | 0
2 | Repairing of PVC Door with 2 lock all necessary related activities | LM | 1 |  | 0
Grand Total |  |  |  |  | 0

## Tazrbid SHC
د افغانستان د همکارئ او پرمختیا مؤسسه موسسه همکاری و انکشاف برای افغانستان
Province :Herat |  | BoQ of Herat Province Tazrbid SHC Renovations
District : Adraskan
HFs name: Tazrbid SHC
No | Description of Work | Unit | Quantity | Unit Cost (AFN) | Total Cost (AFN) | Remarks
1 | Painting of the exterior of the 2 side SHC building and interior 2 room front of Boundary wall 40 m with all necessary related activities. | LM | 1 |  | 0
2 | Isogam (waterproofing) 40 m2 of the roofs of the rooms with necessary related activities. | M | 40 |  | 0
3 | Exhaust fan 30x30 and installation | Pc | 3 |  | 0
4 | Repairing of Electrical System with all necessary related activities | LM | 1 |  | 0
5 | Repairing of PVC Door with 2 lock all necessary related activities | PC | 2 |  | 0
Grand Total |  |  |  |  | 0

## Kohsan CHC
د افغانستان د همکارئ او پرمختیا مؤسسه موسسه همکاری و انکشاف برای افغانستان
Province :Herat |  | BoQ of Herat Province Kohsan CHC Renovations
District : Kohsan
HFs name: Kohsan CHC
No | Description of Work | Unit | Quantity | Unit Cost (AFN) | Total Cost (AFN) | Remarks
1 | Painting of the exterior of the 2 CHC building 5 room with all necessary related activities. | LM | 1 |  | 0
2 | Repairing of over all water supply system and replacement of valves, taps, mixer and other accessories if required | LM | 1 |  | 0
3 | Repairing of over all electricity system, repair or replacement of switches, sockets, lamp holder and other accessories if required | LM | 1 |  | 0
4 | Repairing of doors; door locks, lock cylinders, door handle, door hinge should be replaced if required | PC | 4 |  | 0
5 | Repairing and welding of chairs and tables | LM | 1 |  | 0
6 | RCC concrete 4x12 with t =7cm | M2 | 48 |  | 0
7 | Digging incinerator wells | LM | 1 |  | 0
Grand Total |  |  |  |  | 0

## Islam Qala CHC
د افغانستان د همکارئ او پرمختیا مؤسسه موسسه همکاری و انکشاف برای افغانستان
Province :Herat |  | BoQ of Herat Province Islam Qala CHC Renovations
District : Kohsan
HFs name: Islam Qala CHC
No | Description of Work | Unit | Quantity | Unit Cost (AFN) | Total Cost (AFN) | Remarks
1 | Painting of the exterior of the 2 CHC building 3 room with all necessary related activities. | LM | 1 |  | 0
2 | Repairing of over all water supply system and replacement of valves, taps, mixer and other accessories if required | LM | 1 |  | 0
3 | Repairing of doors; and replacement of door locks | Pc | 14 |  | 0
4 | Isogam (waterproofing) 20 m2 of the roofs repairing with necessary related activities. | M2 | 20 |  | 0
5 | Supply and installation of Metallic Doors 1x2 80 kg with 4 door lock all necessary related activities | PC | 1 |  | 0
6 | Removal of sewer well | PC | 1 |  | 0
7 | Construction of brock masonry partition 3x4 for pharmacy room all necessary related activities | M2 | 12 |  | 0
8 | Repairing of incinerator and supply fence for incinerator all necessary related activities | LM | 1 |  | 0
Grand Total |  |  |  |  | 0

## Bunyad BHC
د افغانستان د همکارئ او پرمختیا مؤسسه موسسه همکاری و انکشاف برای افغانستان
Province :Herat |  | BoQ of Herat Province Bonyad BHC Renovations
District : Kohsan
HFs name: Bonyad BHC
No | Description of Work | Unit | Quantity | Unit Cost (AFN) | Total Cost (AFN) | Remarks
1 | Painting of the exterior and interior of BHC building with 11 rooms, 1 hall, toilets and guard room with all necessary related activities. | LM | 1 |  | 0
2 | Metalic door for guard room and repairing of guard room (2x0.9)m | PC | 1 |  | 0
3 | Repairing of doors and door locks and 5 door hanldes | PC | 5 |  | 0
4 | Repairing of water supply, include replacement of dish sink mixer, wash sink mixer and other accessories | LM | 1 |  | 0
5 | Air cooler pumps | Pc | 4 |  | 0
6 | Repairing of over all electricity system, repair or replacement of switches, sockets, lamp holder and other accessories if required | LM | 1 |  | 0
7 | Repairing of wall plaster of incinerator and RCC and fence mesh installation around the incenerator | LM | 1 |  | 0
Grand Total |  |  |  |  | 0

## Ahmad Abad SHC
د افغانستان د همکارئ او پرمختیا مؤسسه موسسه همکاری و انکشاف برای افغانستان
Province :Herat |  | BoQ of Herat Province Ahmad Abad SHC Renovations
District : Kohsan
HFs name: Ahmad Abad SHC
No | Description of Work | Unit | Quantity | Unit Cost (AFN) | Total Cost (AFN) | Remarks
1 | Exterior painting of the SHC building and painting of 2 rooms, 1 hall and toilets with all necessary related activities. | LM | 1 |  | 0
2 | Air cooler pump | PC | 5 |  | 0
3 | Repairing of over all electricity system, repair or replacement of switches, sockets, lamp holder and other accessories if required | LM | 1 |  | 0
4 | Repairing of doors and installation of 2 door locks, 2 door handles and 1 door locks cylinder | PC | 4 |  | 0
5 | Sunshade for waiting area (6x6)m and (6x4)m high quality sunshade for Corrugated IG sheet and box (40x40)mm and profile 18 gauge include painting | LM | 1 |  | 0
6 | Repairing of incinerator and installation fence and PCC around the incinerator | LM | 1 |  | 0
7 | Block masonry for construction of waiting area include plaster works and whitening wit stone powder and white cement | LM | 1 |  | 0
8 | Supply Glass for windows 21 m all necessary related activities | LM | 1 |  | 0
Grand Total |  |  |  |  | 0

## Karukh CHC
د افغانستان د همکارئ او پرمختیا مؤسسه موسسه همکاری و انکشاف برای افغانستان
Province :Herat |  | BoQ of Herat Province Karukh CHC Renovations
District : Karukh
HFs name: Karukh CHC
No | Description of Work | Unit | Quantity | Unit Cost (AFN) | Total Cost (AFN) | Remarks
1 | Supply and Installation of 7 set of door locks with Materials all necessary related activities. | PC | 7 |  | 0
2 | Digging well for Placenta and Incinerator | LM | 1 |  | 0
3 | Repairing of over all electricity system, repair or replacement of switches, sockets, lamp holder and other accessories if required | LM | 1 |  | 0
4 | Repairing of air cooler and installation of 10 Air cooler | PC | 10 |  | 0
5 | Wash Basin and installation | PC | 1 |  | 0
6 | Water closet and installation | PC | 2 |  | 0
7 | Repairing of over all water supply system and replacement of valves, taps, mixer and other accessories if required | LM | 1 |  | 0
Grand Total |  |  |  |  | 0

## Naistan BHC
د افغانستان د همکارئ او پرمختیا مؤسسه موسسه همکاری و انکشاف برای افغانستان
Province :Herat |  | BoQ of Herat Province Nayestan BHC Renovations
District : Karukh
HFs name: Nayestan BHC
No | Description of Work | Unit | Quantity | Unit Cost (AFN) | Total Cost (AFN) | Remarks
1 | Painting of the exterior of the 2 side BHC building and 2 room and gate with all necessary related activities. | LM | 1 |  | 0
2 | repairing of doors an installation of 3 door locks 12cm | PC | 4 |  | 0
3 | Supply 150 Amp 2 Battery for solar with all necessary related activities | PC | 2 |  | 0
4 | Repairing of Solar System and repairing water cooler with all necessary related activities | LM | 1 |  | 0
Grand Total |  |  |  |  | 0

## Hasan Abad SHC
د افغانستان د همکارئ او پرمختیا مؤسسه موسسه همکاری و انکشاف برای افغانستان
Province :Herat |  | BoQ of Herat Province Hasan Abad SHC Renovations
District : Pashton Zargoun
HFs name: Hasan Abad SHC
No | Description of Work | Unit | Quantity | Unit Cost (AFN) | Total Cost (AFN) | Remarks
1 | Painting of the exterior of the SHC building and 2room and Hall and 1025m2 of boundary walls with all necessary related activities. | LM | 1 |  | 0
2 | Repairing of Doors with 3 door lock all necessary related activities | PC | 5 |  | 0
3 | Supply and installation of Sun Sheet for waiting Area (3.2x10) m with all necessary related activities. | M2 | 32 |  | 0
4 | Plain Cement Concrete (PCC) M150 for PCC and Repairing of Plasters, with all necessary related activities | M2 | 32 |  | 0
5 | Repairing of over all electricity system, repair or replacement of switches, sockets, lamp holder and other accessories if required | LM | 1 |  | 0
6 | Wash sink and installation | Set | 1 |  | 0
7 | Repairing of over all water supply system and replacement of valves, taps, mixer and other accessories if required | LM | 1 |  | 0
8 | Digging well for incinerator and placenta | LM | 1 |  | 0
Grand Total |  |  |  |  | 0

## Jandah khan BHC
د افغانستان د همکارئ او پرمختیا مؤسسه موسسه همکاری و انکشاف برای افغانستان
Province :Herat |  | BoQ of Herat Province Jandah khan BHC Renovations
District : Karokh
HFs name: Jandah khan BHC
No | Description of Work | Unit | Quantity | Unit Cost (AFN) | Total Cost (AFN) | Remarks
1 | Painting of the exterior of the BHC building and toilet and vaccine room with all necessary related activities. | LM | 1 |  | 0
2 | Repairing of over all electricity system, repair or replacement of switches, sockets, lamp holder and other accessories if required | LM | 1 |  | 0
3 | Repairing of Doors with Materials all necessary related activities. | LM | 1 |  | 0
4 | Supply and installation of glass for windows all necessary related activities. | LM | 1 |  | 0
5 | Wooden Partitions 3x3 with installation all necessary related activities. | LM | 1 |  | 0
Grand Total |  |  |  |  | 0

## Rabat Sangi CHC
د افغانستان د همکارئ او پرمختیا مؤسسه موسسه همکاری و انکشاف برای افغانستان
Province :Herat |  | BoQ of Herat Province Rabat Sangi CHC Renovations
District : Koshk e Rabat Sangi
HFs name: Rabat Sangi CHC
No | Description of Work | Unit | Quantity | Unit Cost (AFN) | Total Cost (AFN) | Remarks
1 | Painting of the exterior and interior toilet, 5 room, and 80m2 front view of the boundary walls with all necessary related activities. | LM | 1 |  | 0
2 | Repairing of wall plaster, with all necessary related activities | LM | 1 |  | 0
3 | Repairing of over all electricity system, repair or replacement of switches, sockets, lamp holder and other accessories if required | LM | 1 |  | 0
4 | Isogam (waterproofing) of the roofs 40 m the CHC building and others rooms with necessary related activities. | M | 40 |  | 0
5 | Supply Door lock 5 pair with Materials all necessary related activities. | PC | 5 |  | 0
Grand Total |  |  |  |  | 0

## Ajrema SHC
د افغانستان د همکارئ او پرمختیا مؤسسه موسسه همکاری و انکشاف برای افغانستان
Province :Herat |  | BoQ of Herat Province Ajrema SHC Renovations
District : Koshk e Rabat Sangi
HFs name: Ajrema SHC
No | Description of Work | Unit | Quantity | Unit Cost (AFN) | Total Cost (AFN) | Remarks
1 | Exterior painting of 2 side of the building, and front view of Boundary wall 40 m with all necessary related activities. | LM | 1 |  | 0
2 | Repairing of doors, door locks, lock cylinders, door handle, door hinge should be replaced if required | Pc | 4 |  | 0
3 | Repairing of over all water supply system and replacement of valves, taps, mixer and other accessories if required | LM | 1 |  | 0
Grand Total |  |  |  |  | 0

## Alaf SHC
د افغانستان د همکارئ او پرمختیا مؤسسه موسسه همکاری و انکشاف برای افغانستان
Province :Herat |  | BoQ of Herat Province Alaf SHC Renovations
District : Koshk e Rabat Sangi
HFs name: Alaf SHC
No | Description of Work | Unit | Quantity | Unit Cost (AFN) | Total Cost (AFN) | Remarks
1 | Exterior painting of the SHC buildings, and front view of Boundary wall with all necessary related activities. | LM | 1 |  | 0
2 | Doors repairing; door locks, lock cylinders, door handle, door hinge should be replaced if required | LM | 1 |  | 0
3 | Supply and installation 2 wooden partition (2x2.92)(1.64x2.77) with all necessary related activities | PC | 2 |  | 0
Grand Total |  |  |  |  | 0

## Yakadarakht SHC
د افغانستان د همکارئ او پرمختیا مؤسسه موسسه همکاری و انکشاف برای افغانستان
Province :Herat |  | BoQ of Herat Province Yakadarakht BHC Renovations
District : Koshk e Rabat Sangi
HFs name: Yakadarakht BHC
No | Description of Work | Unit | Quantity | Unit Cost (AFN) | Total Cost (AFN) | Remarks
1 | Exterior painting of 2 side of the BHC buildings with all necessary related activities. | LM | 1 |  | 0
2 | Supply 100 Amp Battery for solar all necessary related activities. | LM | 1 |  | 0
3 | Supply and installation wooden partition (2x2.8) with all necessary related activities | LM | 1 |  | 0
4 | Supply 4 set of door locks with Materials all necessary related activities. | PC | 4 |  | 0
5 | Digging well for incinerator and placenta | LM | 1 |  | 0
Grand Total |  |  |  |  | 0

## Jafar big BHC
د افغانستان د همکارئ او پرمختیا مؤسسه موسسه همکاری و انکشاف برای افغانستان
Province :Herat |  | BoQ of Herat Province Jafar big BHC Renovations
District : Koshk e Rabat Sangi
HFs name: Jafar big BHC
No | Description of Work | Unit | Quantity | Unit Cost (AFN) | Total Cost (AFN) | Remarks
1 | Exterior painting BHC buildings, and boundary walls with all necessary related activities. | LM | 1 |  | 0
2 | Isogam (waterproofing) 10 m repairing the roofs Isogam of BHC building with installation all necessary related activities. | M2 | 10 |  | 0
3 | Supply and installation 2 wooden partition (2x2.75) with all necessary related activities | PC | 2 |  | 0
4 | Repairing of Doors; door locks, lock cylinders, door handle, door hinge should be replaced if required | PC | 6 |  | 0
Grand Total |  |  |  |  | 0

## Torghundi CHC+
د افغانستان د همکارئ او پرمختیا مؤسسه موسسه همکاری و انکشاف برای افغانستان
Province :Herat |  | BoQ of Herat Province Torghundi CHC+ Renovations
District : Koshk e Rabat Sangi
HFs name: Torghundi CHC+
No | Description of Work | Unit | Quantity | Unit Cost (AFN) | Total Cost (AFN) | Remarks
1 | Exterior painting of the CHC+ buildings, and painting of 8 room, toilet and 2 side of the boundry walls with all necessary related activities. | LM | 1 |  | 0
2 | Plain Cement Concrete (PCC) M150 for t=10cm (3x4)m, (2x3)m, (3x5)mm with all necessary related activities | M2 | 33 |  | 0
3 | Repairing of over all electricity system, repair or replacement of switches, sockets, lamp holder and other accessories if required | LM | 1 |  | 0
4 | Repairing of over all water supply system and replacement of valves, taps, mixer and other accessories if required | LM | 1 |  | 0
5 | Repairing of sewer system, opening clogged sewer/drain pipes, repairing water leakages, excavation as required, laying new pipes with proper bedding and backfilling, including installation of necessary fittings, valves, manholes, and other fittings or accessories | LM | 1 |  | 0
6 | Ceramic and tiles For Toilet 13.59 m2 with all necessary related activities | M2 | 13.59 |  | 0
7 | isogam (waterproofing) 100 m of the roofs of the CHC+ building and others rooms with necessary related activities. | M2 | 100 |  | 0
8 | 20 door locks, and repairing of doors, lock cylinders, door handle, door hinge should be replaced if required | PC | 20 |  | 0
9 | Repairing of incinerator and digging 3 wells | LM | 1 |  | 0
Grand Total |  |  |  |  | 0

## Koklam CHC
د افغانستان د همکارئ او پرمختیا مؤسسه موسسه همکاری و انکشاف برای افغانستان
Province :Herat |  | BoQ of Herat Province Koklam CHC Renovations
District : Koshk e Kona
HFs name: Koklam CHC
No | Description of Work | Unit | Quantity | Unit Cost (AFN) | Total Cost (AFN) | Remarks
1 | Painting of the exterior and interior of the 4 CHC buildings, and boundary walls inside 60x40m and painting of doors and windows with all necessary related activities. | LM | 1 |  | 0
2 | Metallic door (90x)280 | PC | 3 |  | 0
3 | Metallic windows (1.1x180)m | PC | 2 |  | 0
4 | Roof plaster 8x6m repairing of wall plasters and brick masonry partition, with all necessary related activities | LM | 1 |  | 0
5 | isogam (waterproofing) of the roofs of the CHC building and others rooms with necessary related activities. | M2 | 330 |  | 0
Grand Total |  |  |  |  | 0

## khwaja qalandar SHC
د افغانستان د همکارئ او پرمختیا مؤسسه موسسه همکاری و انکشاف برای افغانستان
Province :Herat |  | BoQ of Herat Province Khwaja Qalandar SHC Renovations
District : Koshk e Kona
HFs name: Khwaja Qalandar SHC
No | Description of Work | Unit | Quantity | Unit Cost (AFN) | Total Cost (AFN) | Remarks
1 | Painting of the exterior and interior of the SHC buildings and toilet and painting of boundary walls with all necessary related activities. | LM | 1 |  | 0
2 | Repairing of over all water supply system and replacement of valves, taps, mixer and other accessories if required | LM | 1 |  | 0
3 | water closet, installation and pipe work to the sewer well and repairing of sewer system | LM | 1 |  | 0
4 | Repairing of wall plasters all necessary related activities. | LM | 1 |  | 0
5 | Repairing of PVC and wooden doors, lock, cylinder with Materials all necessary related activities. | PC | 12 |  | 0
Grand Total |  |  |  |  | 0

## Kariz zaman SHC
د افغانستان د همکارئ او پرمختیا مؤسسه موسسه همکاری و انکشاف برای افغانستان
Province :Herat |  | BoQ of Herat Province Kariz Zaman SHC Renovations
District : Koshk e Kona
HFs name: Kariz Zaman SHC
No | Description of Work | Unit | Quantity | Unit Cost (AFN) | Total Cost (AFN) | Remarks
1 | Painting of the exterior of the SHC buildings and interior the boundary wall with all necessary related activities. | LM | 1 |  | 0
2 | Repairing of Water supply system with Materials and lobar wage all necessary related activities. | LM | 1 |  | 0
3 | Supply and installation of 4x3.5 m wooden Partition all necessary related activities. | LM | 1 |  | 0
Grand Total |  |  |  |  | 0

## Alaqadari SHC
د افغانستان د همکارئ او پرمختیا مؤسسه موسسه همکاری و انکشاف برای افغانستان
Province :Herat |  | BoQ of Herat Province Alaqadari SHC Renovations
District : Koshk e Kona
HFs name: Alaqadari SHC
No | Description of Work | Unit | Quantity | Unit Cost (AFN) | Total Cost (AFN) | Remarks
1 | Construction of toilets with blocks and plaster work (1.73x3.14)m include 5m sewer well Painting of the exterior and interior of toilets and painting of doors, widows and gate with all necessary related activities. | LM | 1 |  | 0
2 | Water closet | Set | 2 |  | 0
3 | Wash Basin | Set | 5 |  | 0
4 | Digging of water well 14m include ring & well cover | M | 14 |  | 0
5 | Repairing of over all water supply system and replacement of valves, taps, mixer and other accessories if required | LM | 1 |  | 0
6 | Cable 2x6mm | M | 296 |  | 0
7 | Repairing of over all electricity system, repair or replacement of switches, sockets, lamp holder and other accessories if required | LM | 1 |  | 0
8 | Plain Cement Concrete (PCC) M150 for PCC (2.8x30)m ,( 6.25x6.1)m with t=10cm and Repairing of Plasters, with all necessary related activities | M2 | 122.125 |  | 0
9 | Sunshade (6x6)m with box 2mm , profile 81 gauge and corrugated iron sheet 08 | M2 | 36 |  | 0
10 | Supply 2 Door for toilet and | LM | 1 |  | 0
11 | Repairing of incinerator, supply of 2 incinerator door, digging of incinerator wells with depth of 3m with all necessary related activities. | LM | 1 |  | 0
12 | Isogam (waterproofing) for repairing 10m of the SHC building and others rooms with necessary related activities. | M2 | 10 |  | 0
Grand Total |  |  |  |  | 0

## Sarcha SHC
د افغانستان د همکارئ او پرمختیا مؤسسه موسسه همکاری و انکشاف برای افغانستان
Province :Herat |  | BoQ of Herat Province Sarcha SHC Renovations
District : Koshk e Kona
HFs name: Sarcha SHC
No | Description of Work | Unit | Quantity | Unit Cost (AFN) | Total Cost (AFN) | Remarks
1 | Painting of the exterior the SHC buildings with 6 room and 1 corridors one side of boundary wall with all necessary related activities. | LM | 1 |  | 0
2 | Repairing of door locks and installation of 4 door lock 18cm and 5 door locks 12cm | PC | 9 |  | 0
3 | Wash sink and installation | PC | 1 |  | 0
4 | Repairing of water supply system with Materials and all necessary related activities. | LM | 1 |  | 0
5 | Inverter 1800W with charge controller and 10m cable 2x5mm include installation | Set | 1 |  | 0
6 | Construction of incinerator including cover | LM | 1 |  | 0
7 | Repairing of electrical system , supply inventor 1800 watt and change controller 70 amp with Materials all necessary related activities. | LM | 1 |  | 0
Grand Total |  |  |  |  | 0

## Gala Chaqir SHC
د افغانستان د همکارئ او پرمختیا مؤسسه موسسه همکاری و انکشاف برای افغانستان
Province :Herat |  | BoQ of Herat Province Gala Chaqir SHC Renovations
District : Koshk e Kona
HFs name: Gala Chaqir SHC
No | Description of Work | Unit | Quantity | Unit Cost (AFN) | Total Cost (AFN) | Remarks
1 | Painting of the exterior and interior of the SHC buildings and toilet with all necessary related activities. | LM | 1 |  | 0
2 | Repairing of water supply system with Materials and all necessary related activities. | LM | 1 |  | 0
3 | Repairing of Doors and lock, cylinder with materials all necessary related activities. | LM | 1 |  | 0
Grand Total |  |  |  |  | 0

## Shindand DH
د افغانستان د همکارئ او پرمختیا مؤسسه موسسه همکاری و انکشاف برای افغانستان
Province :Herat |  | BoQ of Herat Province Shindand DH Renovations
District : Shindand
HFs name : Shindand DH
No | Description of Work | Unit | Quantity | Unit Cost (AFN) | Total Cost (AFN) | Remarks
1 | Exterior painting of the DH 2 building and painting of 8 rooms, with all necessary related activities. | LM | 1 |  | 0
2 | Ceramic and tile For delivery room, providing and fixing first quality ceramic tiles for floor and wall, including surface preparation, 20 mm thick cement-sand mortar (1:4), proper leveling and alignment, joint filling with cement grout, cleaning and curing | M2 | 11.4 |  | 0
3 | Repairing of over all water supply system and replacement of valves, taps, mixer and other accessories if required | LM | 1 |  | 0
4 | Repairing of doors and door locks, lock cylinders, door handle, door hinge should be replaced if required | PC | 4 |  | 0
5 | Repairing of wall plaster, with all necessary related activities | LM | 1 |  | 0
6 | Wooden Partitions 3x3 with installation | LM | 1 |  | 0
Grand Total |  |  |  |  | 0

## Zawol BHC
د افغانستان د همکارئ او پرمختیا مؤسسه موسسه همکاری و انکشاف برای افغانستان
Province :Herat |  | BoQ of Herat Province Zawol BHC Renovations
District : Shindand
HFs name : Zawol BHC
No | Description of Work | Unit | Quantity | Unit Cost (AFN) | Total Cost (AFN) | Remarks
1 | Painting of the interior and exterior of the BHC building, and boundary wall with all necessary related activities. | LM | 1 |  | 0
2 | Water closet and installation and pipe work to the sewer well and repairing of sewer system | PC | 1 |  | 0
3 | Repairing of over all water supply system and replacement of valves, taps, mixer and other accessories if required. | LM | 1 |  | 0
4 | Repairing of Hand water well | LM | 1 |  | 0
Grand Total |  |  |  |  | 0

## Karizak SHC
د افغانستان د همکارئ او پرمختیا مؤسسه موسسه همکاری و انکشاف برای افغانستان
Province :Herat |  | BoQ of Herat Province Karizak SHC Renovations
District : Shindand
HFs name : Karizak SHC
No | Description of Work | Unit | Quantity | Unit Cost (AFN) | Total Cost (AFN) | Remarks
1 | Ceramic and tiles For Toilet 35 m2 delivery room with all necessary related activities | LM | 1 |  | 0
2 | Mud plaster the roofs with soil, plastic, strew all necessary related activities. | LM | 1 |  | 0
3 | Supply Solar panel 250 watt, Battery 150 watt, controller, inventor 1000 watt all necessary related activities. | LM | 1 |  | 0
4 | Repairing of electrical system with all necessary related activities. | LM | 1 |  | 0
5 | Supply fence for incinerator wells all necessary related activities. | LM | 1 |  | 0
Grand Total |  |  |  |  | 0

## Khair Abad SHC
د افغانستان د همکارئ او پرمختیا مؤسسه موسسه همکاری و انکشاف برای افغانستان
Province :Herat |  | BoQ of Herat Province Khair Abad SHC Renovations
District : Shindand
HFs name :Khair Abad SHC
No | Description of Work | Unit | Quantity | Unit Cost (AFN) | Total Cost (AFN) | Remarks
1 | Painting of the interior and exterior of the SHC building, and painting of gate with all necessary related activities. | LM | 1 |  | 0
2 | Repairing of doors; door locks, lock cylinders, door handle, door hinge should be replaced if required | PC | 3 |  | 0
3 | Supply glass for windows 15.25 m with installation all necessary related activities. | LM | 1 |  | 0
Grand Total |  |  |  |  | 0

## Qala e kah SHC
د افغانستان د همکارئ او پرمختیا مؤسسه موسسه همکاری و انکشاف برای افغانستان
Province :Herat |  | BoQ of Herat Province Qala e Kah SHC Renovations
District : Shindand
HFs name : Qala e Kah SHC
No | Description of Work | Unit | Quantity | Unit Cost (AFN) | Total Cost (AFN) | Remarks
1 | Painting of the exterior and interior of 1 room 1 hall ,with toilet all necessary related activities. | LM | 1 |  | 0
2 | Construction of Block partition 3x2.8 m all necessary related activities. | LM | 1 |  | 0
3 | Battery 100 Amp tabular | PC | 1 |  | 0
4 | Inventor 1800 watt charge with controller 70 AMP and all necessary related activities. | PC | 1 |  | 0
5 | Repairing of over all electricity system, repair or replacement of switches, sockets, lamp holder and other accessories if required | LM | 1 |  | 0
6 | Water pump | PC | 1 |  | 0
7 | Installation of water pump, repairing of over all water supply system and replacement of valves, taps, mixer and other accessories if required | PC | 1 |  | 0
8 | Metallic Door (2x1) with all necessary related activities. | PC | 1 |  | 0
9 | Plaster repairing of buildings and toilets | LM | 1 |  | 0
10 | Straw clay works of roofs | LM | 1 |  | 0
Grand Total |  |  |  |  | 0

## Abkal BHC
د افغانستان د همکارئ او پرمختیا مؤسسه موسسه همکاری و انکشاف برای افغانستان
Province :Herat |  | BoQ of Herat Province Abkal BHC Renovations
District : Shindand
HFs name : Abkhal BHC
No | Description of Work | Unit | Quantity | Unit Cost (AFN) | Total Cost (AFN) | Remarks
1 | Painting of the interior and exterior BHC building with 8 rooms, guard room and toilets, doors, windows with all necessary related activities. | LM | 1 |  | 0
2 | Repairing of over all water supply system and replacement of valves, taps, mixer and other accessories if required | LM | 1 |  | 0
3 | Supply and installation of wooden partition 3x4 | LM | 1 |  | 0
Grand Total |  |  |  |  | 0

## Qabri mir SHC
د افغانستان د همکارئ او پرمختیا مؤسسه موسسه همکاری و انکشاف برای افغانستان
Province :Herat |  | BoQ of Herat Province Qabri Mir SHC Renovations
District : Shindand
HFs name : Qabri Mir SHC
No | Description of Work | Unit | Quantity | Unit Cost (AFN) | Total Cost (AFN) | Remarks
1 | Painting of the interior and exterior windows and doors SHC building, with all necessary related activities. | LM | 1 |  | 0
2 | repairing of doors and installation of 1 door lock | PC | 3 |  | 0
3 | Repairing of water pump and repairing of over all water supply system and replacement of valves, taps, mixer and other accessories if required | LM | 1 |  | 0
4 | 6 Stove rod cup and installation | PC | 6 |  | 0
5 | Gypsum plaster the 6 rooms with Materials all necessary related activities. | LM | 1 |  | 0
6 | repairing of electrical system include 100m wire 1mm and repair or replacement of switches, sockets, lamp holder and other accessories if required | LM | 1 |  | 0
Grand Total |  |  |  |  | 0

## Deh Alika SHC
د افغانستان د همکارئ او پرمختیا مؤسسه موسسه همکاری و انکشاف برای افغانستان
Province :Herat |  | BoQ of Herat Province Deh Alika SHC Renovations
District : Shindand
HFs name : Deh Alika SHC
No | Description of Work | Unit | Quantity | Unit Cost (AFN) | Total Cost (AFN) | Remarks
1 | Painting of the interior and exterior 6 room, with all necessary related activities. | LM | 1 |  | 0
2 | RCC concrete of room and corridors floor | LM | 1 |  | 0
3 | block masonry construction of toilets (1.9x4.6)m include Ceramic and plaster works providing and fixing first quality ceramic tiles for floor and wall, including surface preparation, 20 mm thick cement-sand mortar (1:4), proper leveling and alignment, joint filling with cement grout, cleaning and curing | LM | 1 |  | 0
4 | Repairing of over all water supply system and replacement of valves, taps, mixer and other accessories if required | LM | 1 |  | 0
5 | metallic doors with frame 18 gauge and iron sheet 08 for toilets | PC | 2 |  | 0
6 | Metallic window with frame 18 gauge for toilet | PC | 2 |  | 0
7 | Glass for windows include installation and all necessary related activities. | LM | 1 |  | 0
8 | Gypsum clay plaster works of rooms | LM | 1 |  | 0
9 | Repairing of over all electricity system, repair or replacement of switches, sockets, lamp holder and other accessories if required | LM | 1 |  | 0
10 | Digging incinerator and placenta well | LM | 1 |  | 0
11 | brick masonry construction of incinerator include plaster works, incinerator door and fence with Materials all necessary related activities. | LM | 1 |  | 0
12 | Digging water well | LM | 1 |  | 0
Grand Total |  |  |  |  | 0

## Kalatanazar BHC
د افغانستان د همکارئ او پرمختیا مؤسسه موسسه همکاری و انکشاف برای افغانستان
Province :Herat |  | BoQ of Herat Province Kalata Nazar BHC Renovations
District : Shindand
HFs name : Kalata Nazar BHC
No | Description of Work | Unit | Quantity | Unit Cost (AFN) | Total Cost (AFN) | Remarks
1 | Painting of the interior and exterior BHC Building with 9 rooms, 1 corridor and toilets, doors, windows and boundary wall with all necessary related activities. | LM | 1 |  | 0
2 | Ceramic and Kitchen stone for Toilet; providing and fixing first quality ceramic tiles for floor and wall, including surface preparation, 20 mm thick cement-sand mortar (1:4), proper leveling and alignment, joint filling with cement grout, cleaning and curing | M2 | 35 |  | 0
3 | Metallic partition (2x3)m with frame 18 gage and iron sheet 08 | PC | 1 |  | 0
4 | Repairing of over all electricity system, repair or replacement of switches, sockets, lamp holder and other accessories if required | LM | 1 |  | 0
5 | Isogam (waterproofing) for repairing 30m of the building and others rooms with necessary related activities. | M2 | 30 |  | 0
6 | Supply Submersible pump 0.90 with pipe all necessary related activities. | LM | 1 |  | 0
7 | PVC door locks and repairing of doors all necessary related activities. | PC | 12 |  | 0
8 | Wash sink for kitchen | PC | 1 |  | 0
9 | Installation of water pump, wash sink, repairing of over all electricity system, repair or replacement of switches, sockets, lamp holder and other accessories if required | LM | 1 |  | 0
10 | PCC and fence for incinerator around | LM | 1 |  | 0
11 | Supply and installation of glass for windows all necessary related activities | LM | 1 |  | 0
Grand Total |  |  |  |  | 0

## Zir koh CHC
د افغانستان د همکارئ او پرمختیا مؤسسه موسسه همکاری و انکشاف برای افغانستان
Province :Herat |  | BoQ of Herat Province Zir koh CHC Renovations
District : Shindand
HFs name : Zir koh CHC
No | Description of Work | Unit | Quantity | Unit Cost (AFN) | Total Cost (AFN) | Remarks
1 | Painting of the interior and exterior 6 CHC Block, with all necessary related activities. | LM | 1 |  | 0
2 | Ceramic and Kitchen stone for Toilet 7 m2 with all necessary related activities | M2 | 7 |  | 0
3 | Water pump 1" with all necessary related activities. | PC | 1 |  | 0
4 | Installation of water pump, wash sink, repairing of over all electricity system, repair or replacement of switches, sockets, lamp holder and other accessories if required | LM | 1 |  | 0
5 | Drilling well 100 dept. with all necessary related activities | M | 100 |  | 0
6 | Repairing of sewer system include installation of 4m pip 8'', 60m pipe 6'' and opening clogged sewer/drain pipes, repairing water leakages, excavation as required, laying new pipes with proper bedding and backfilling, including installation of necessary fittings, valves, manholes, and other fittings or accessories | LM | 1 |  | 0
7 | Wooden partition 3x4 all necessary related activities. | LM | 1 |  | 0
8 | Repairing of doors and replacement of 5 door locks 18cm and 8 door locks 12cm | PC | 15 |  | 0
9 | High quality Metallic Gate with 235Kg and installation | PC | 1 |  | 0
Grand Total |  |  |  |  | 0

## Baghat SHC
د افغانستان د همکارئ او پرمختیا مؤسسه موسسه همکاری و انکشاف برای افغانستان
Province :Herat |  | BoQ of Herat Province Baghat SHC Renovations
District : Shindand
HFs name : Baghat SHC
No | Description of Work | Unit | Quantity | Unit Cost (AFN) | Total Cost (AFN) | Remarks
1 | Isogam (waterproofing) of the roofs room 80 m2 and others rooms with necessary related activities. | M2 | 80 |  | 0
2 | Supply and installation of Sun Sheet for waiting area (13x9.2) m with all necessary related activities | M2 | 120 |  | 0
3 | roof plaster of 4 container of 2.5x6m = 60m2 | M2 | 60 |  | 0
4 | Plain Cement Concrete (PCC) M150 under sun sheet PCC with all necessary related activities | M2 | 119.6 |  | 0
5 | Repairing of electrical system include 40m wire 1mm and with duct installation, switch, socket and charge controller for solar panels | LM | 1 |  | 0
6 | Repairing of PVC Doors with Materials all necessary related activities. | PC | 2 |  | 0
7 | Supply glass for windows 3.7 m with installation all necessary related activities. | LM | 1 |  | 0
Grand Total |  |  |  |  | 0

## Wakhal SHC
د افغانستان د همکارئ او پرمختیا مؤسسه موسسه همکاری و انکشاف برای افغانستان
Province :Herat |  | BoQ of Herat Province Wakhal SHC Renovations
District : Shindand
HFs name : Wakhal SHC
No | Description of Work | Unit | Quantity | Unit Cost (AFN) | Total Cost (AFN) | Remarks
1 | Painting of the interior and exterior windows and doors SHC building, with all necessary related activities. | LM | 1 |  | 0
2 | Plaster repairing of 6 rooms | PC | 1 |  | 0
3 | Isogam (waterproofing) of the roofs room 160 m2 and others rooms with necessary related activities. | M | 160 |  | 0
4 | straw clay work of roof with Materials all necessary related activities. | LM | 1 |  | 0
Grand Total |  |  |  |  | 0

## Khamzafar BHC
د افغانستان د همکارئ او پرمختیا مؤسسه موسسه همکاری و انکشاف برای افغانستان
Province :Herat |  | BoQ of Herat Province Khamzafar BHC Renovations
District : Shindand
HFs name : Kham Mozafar BHC
No | Description of Work | Unit | Quantity | Unit Cost (AFN) | Total Cost (AFN) | Remarks
1 | Painting of the interior and exterior of the BHC building with 8 rooms with all necessary related activities. | LM | 1 |  | 0
2 | Isogam (waterproofing) of the roofs of the room and others rooms with necessary related activities. | M2 | 50 |  | 0
3 | Repairing of over all water supply system and replacement of valves, taps, mixer and other accessories if required | LM | 1 |  | 0
4 | Wooden partitions 3x3 with all necessary related activities. | LM | 1 |  | 0
5 | repairing of door and replacement of door lock 18cm=2 and door lock 12cm=2 | PC | 18 |  | 0
6 | Supply and installation Glass for windows with glue and all necessary related activities | LM | 1 |  | 0
Grand Total |  |  |  |  | 0

## Darwagi SHC
د افغانستان د همکارئ او پرمختیا مؤسسه موسسه همکاری و انکشاف برای افغانستان
Province :Herat |  | BoQ of Herat Province Darwagi SHC Renovations
District : Shindand
HFs name : Darwagi Payan SHC
No | Description of Work | Unit | Quantity | Unit Cost (AFN) | Total Cost (AFN) | Remarks
1 | Supply Battery 100 Amp all necessary related activities. | PC | 1 |  | 0
2 | Supply Metallic Door (2x1 ) all necessary related activities. | PC | 1 |  | 0
3 | Plain Cement Concrete (PCC) M150 for room floor with all necessary related activities | LM | 1 |  | 0
4 | Digging 3 well for placenta and incinerator | MD | 1 |  | 0
Grand Total |  |  |  |  | 0